## 1 (hidden)
|  |  |  | ARA-054 | ARA-054 | ARA-054 | ARA-054 | ARA-054 |  | ARA-037 | ARA-037 | ARA-037 | ARA-037 | ARA-037 |  | ARA-064 | ARA-064 | ARA-064 | ARA-064 | ARA-064 |  | ARA-062 | ARA-062 | ARA-062 | ARA-062 | ARA-062 |  | ARA-003 | ARA-003 | ARA-003 | ARA-003 | ARA-003 |  | ARA-004 | ARA-004 | ARA-004 | ARA-004 | ARA-004 |  | ARA-079 | ARA-079 | ARA-079 | ARA-079 | ARA-079 |  | ARA-081 | ARA-081 | ARA-081 | ARA-081 | ARA-081 |  | ARA-087 | ARA-087 | ARA-087 | ARA-087 | ARA-087 |  | ARA-021 | ARA-021 | ARA-021 | ARA-021 | ARA-021 |  | ARA-030 | ARA-030 | ARA-030 | ARA-030 | ARA-030 |  | ARA-022 | ARA-022 | ARA-022 | ARA-022 | ARA-022 |  | ARA-027 | ARA-027 | ARA-027 | ARA-027 | ARA-027 |  | ARA-039 | ARA-039 | ARA-039 | ARA-039 | ARA-039 |  | ARA-029 | ARA-029 | ARA-029 | ARA-029 | ARA-029 |  | ARA-066 | ARA-066 | ARA-066 | ARA-066 | ARA-066 |  | ARA-082 | ARA-082 | ARA-082 | ARA-082 | ARA-082 |  | ARA-018 | ARA-018 | ARA-018 | ARA-018 | ARA-018 |  | ARA-005 | ARA-005 | ARA-005 | ARA-005 | ARA-005 |  | ARA-040 | ARA-040 | ARA-040 | ARA-040 | ARA-040 |  | ARA-009 | ARA-009 | ARA-009 | ARA-009 | ARA-009 |  | ARA-010 | ARA-010 | ARA-010 | ARA-010 | ARA-010 |  | ARA-001 | ARA-001 | ARA-001 | ARA-001 | ARA-001 |  | ARA-012 | ARA-012 | ARA-012 | ARA-012 | ARA-012 |  | ARA-041 | ARA-041 | ARA-041 | ARA-041 | ARA-041 |  | ARA-038 | ARA-038 | ARA-038 | ARA-038 | ARA-038 |  | ARA-047 | ARA-047 | ARA-047 | ARA-047 | ARA-047 |  | ARA-048 | ARA-048 | ARA-048 | ARA-048 | ARA-048 |  | ARA-050 | ARA-050 | ARA-050 | ARA-050 | ARA-050 |  | ARA-051 | ARA-051 | ARA-051 | ARA-051 | ARA-051 |  | ARA-025 | ARA-025 | ARA-025 | ARA-025 | ARA-025 |  | ARA-017 | ARA-017 | ARA-017 | ARA-017 | ARA-017 |  | ARA-024 | ARA-024 | ARA-024 | ARA-024 | ARA-024 |  | ARA-026 | ARA-026 | ARA-026 | ARA-026 | ARA-026 |  | ARA-042 | ARA-042 | ARA-042 | ARA-042 | ARA-042 |  | ARA-052 | ARA-052 | ARA-052 | ARA-052 | ARA-052 |  | ARA-056 | ARA-056 | ARA-056 | ARA-056 | ARA-056 |  | ARA-058 | ARA-058 | ARA-058 | ARA-058 | ARA-058 |  | ARA-007 | ARA-007 | ARA-007 | ARA-007 | ARA-007 |  | ARA-016 | ARA-016 | ARA-016 | ARA-016 | ARA-016 |  | ARA-035 | ARA-035 | ARA-035 | ARA-035 | ARA-035 |  | ARA-068 | ARA-068 | ARA-068 | ARA-068 | ARA-068 |  | ARA-060 | ARA-060 | ARA-060 | ARA-060 | ARA-060 |  | ARA-069 | ARA-069 | ARA-069 | ARA-069 | ARA-069 |  | ARA-059 | ARA-059 | ARA-059 | ARA-059 | ARA-059 |  | ARA-086 | ARA-086 | ARA-086 | ARA-086 | ARA-086 |  | ARA-057 | ARA-057 | ARA-057 | ARA-057 | ARA-057 |  | ARA-078 | ARA-078 | ARA-078 | ARA-078 | ARA-078 |  | ARA-014 | ARA-014 | ARA-014 | ARA-014 | ARA-014 |  | ARA-061 | ARA-061 | ARA-061 | ARA-061 | ARA-061 |  | ARA-049 | ARA-049 | ARA-049 | ARA-049 | ARA-049 |  | ARA-046 | ARA-046 | ARA-046 | ARA-046 | ARA-046 |  | ARA-043 | ARA-043 | ARA-043 | ARA-043 | ARA-043 |  | ARA-073 | ARA-073 | ARA-073 | ARA-073 | ARA-073 |  | ARA-074 | ARA-074 | ARA-074 | ARA-074 | ARA-074 |  | ARA-075 | ARA-075 | ARA-075 | ARA-075 | ARA-075 |  | ARA-076 | ARA-076 | ARA-076 | ARA-076 | ARA-076 |  | ARA-083 | ARA-083 | ARA-083 | ARA-083 | ARA-083 |  | ARM-091 | ARM-091 | ARM-091 | ARM-091 | ARM-091 |  | ARM-089 | ARM-089 | ARM-089 | ARM-089 | ARM-089 |  | ARM-080 | ARM-080 | ARM-080 | ARM-080 | ARM-080 |  | ARM-069 | ARM-069 | ARM-069 | ARM-069 | ARM-069 |  | ARM-065 | ARM-065 | ARM-065 | ARM-065 | ARM-065 |  | ARM-064 | ARM-064 | ARM-064 | ARM-064 | ARM-064 |  | ARM-026 | ARM-026 | ARM-026 | ARM-026 | ARM-026 |  | ARM-054 | ARM-054 | ARM-054 | ARM-054 | ARM-054 |  | ARM-053 | ARM-053 | ARM-053 | ARM-053 | ARM-053 |  | ARM-048 | ARM-048 | ARM-048 | ARM-048 | ARM-048 |  | ARM-094 | ARM-094 | ARM-094 | ARM-094 | ARM-094 |  | ARM-072 | ARM-072 | ARM-072 | ARM-072 | ARM-072 |  | ARM-070 | ARM-070 | ARM-070 | ARM-070 | ARM-070 |  | ARM-066 | ARM-066 | ARM-066 | ARM-066 | ARM-066 |  | ARM-025 | ARM-025 | ARM-025 | ARM-025 | ARM-025 |  | ARM-023 | ARM-023 | ARM-023 | ARM-023 | ARM-023 |  | ARM-059 | ARM-059 | ARM-059 | ARM-059 | ARM-059 |  | ARM-019 | ARM-019 | ARM-019 | ARM-019 | ARM-019 |  | ARM-018 | ARM-018 | ARM-018 | ARM-018 | ARM-018 |  | General Information | [5 empty] | ARM-077 | ARM-077 | ARM-077 | ARM-077 | ARM-077 |  | ARM-076 | ARM-076 | ARM-076 | ARM-076 | ARM-076 |  | ARM-075 | ARM-075 | ARM-075 | ARM-075 | ARM-075 |  | ARM-092 | ARM-092 | ARM-092 | ARM-092 | ARM-092 |  | ARM-074 | ARM-074 | ARM-074 | ARM-074 | ARM-074 |  | ARM-090 | ARM-090 | ARM-090 | ARM-090 | ARM-090 |  | ARM-088 | ARM-088 | ARM-088 | ARM-088 | ARM-088 |  | ARM-088 | ARM-088 | ARM-088 | ARM-088 | ARM-088 |  | ARM-086 | ARM-086 | ARM-086 | ARM-086 | ARM-086 |  | ARM-081 | ARM-081 | ARM-081 | ARM-081 | ARM-081 |  | ARM-079 | ARM-079 | ARM-079 | ARM-079 | ARM-079 |  | ARM-037 | ARM-037 | ARM-037 | ARM-037 | ARM-037 |  | ARM-073 | ARM-073 | ARM-073 | ARM-073 | ARM-073 |  | ARM-067 | ARM-067 | ARM-067 | ARM-067 | ARM-067 |  | ARM-060 | ARM-060 | ARM-060 | ARM-060 | ARM-060 |  | ARM-061 | ARM-061 | ARM-061 | ARM-061 | ARM-061 |  | ARM-041 | ARM-041 | ARM-041 | ARM-041 | ARM-041 |  | ARM-052 | ARM-052 | ARM-052 | ARM-052 | ARM-052 |  | ARM-035 | ARM-035 | ARM-035 | ARM-035 | ARM-035 |  | ARM-051 | ARM-051 | ARM-051 | ARM-051 | ARM-051 |  | ARM-049 | ARM-049 | ARM-049 | ARM-049 | ARM-049 |  | ARM-030 | ARM-030 | ARM-030 | ARM-030 | ARM-030 |  | ARM-024 | ARM-024 | ARM-024 | ARM-024 | ARM-024 |  | ARM-044 | ARM-044 | ARM-044 | ARM-044 | ARM-044 |  | ARM-043 | ARM-043 | ARM-043 | ARM-043 | ARM-043 |  | ARM-042 | ARM-042 | ARM-042 | ARM-042 | ARM-042 |  | ARM-071 | ARM-071 | ARM-071 | ARM-071 | ARM-071 |  | ARM-034 | ARM-034 | ARM-034 | ARM-034 | ARM-034 |  | ARM-031 | ARM-031 | ARM-031 | ARM-031 | ARM-031 |  | ARM-031 | ARM-031 | ARM-031 | ARM-031 | ARM-031 |  | ARM-021 | ARM-021 | ARM-021 | ARM-021 | ARM-021 |  | ARM-027 | ARM-027 | ARM-027 | ARM-027 | ARM-027 |  | ARM-016 | ARM-016 | ARM-016 | ARM-016 | ARM-016 |  | ARM-012 | ARM-012 | ARM-012 | ARM-012 | ARM-012 |  | ARM-008 | ARM-008 | ARM-008 | ARM-008 | ARM-008 |  | ARM-010 | ARM-010 | ARM-010 | ARM-010 | ARM-010 |  | ARA-063 | ARA-063 | ARA-063 | ARA-063 | ARA-063 |  | ARA-055 | ARA-055 | ARA-055 | ARA-055 | ARA-055 |  | ARA-032 | ARA-032 | ARA-032 | ARA-032 | ARA-032 |  | ARA-013 | ARA-013 | ARA-013 | ARA-013 | ARA-013 |  | ARA-031 | ARA-031 | ARA-031 | ARA-031 | ARA-031 |  | ARM-006 | ARM-006 | ARM-006 | ARM-006 | ARM-006 |  | ARM-007 | ARM-007 | ARM-007 | ARM-007 | ARM-007 |  | ARM-005 | ARM-005 | ARM-005 | ARM-005 | ARM-005 |  | ARM-004 | ARM-004 | ARM-004 | ARM-004 | ARM-004 |  | ARM-001 | ARM-001 | ARM-001 | ARM-001 | ARM-001 |  | ARM-050 | ARM-050 | ARM-050 | ARM-050 | ARM-050 |  |  | Total Asst. Qty | Total executed Qty | Unit price USD | Total Asst. Price USD |  | ARM-084 | ARM-084 | ARM-084 | ARM-084 | ARM-084 |  | ARM-083 | ARM-083 | ARM-083 | ARM-083 | ARM-083 |  | ARM-082 | ARM-082 | ARM-082 | ARM-082 | ARM-082 |  | ARM-071 | ARM-071 | ARM-071 | ARM-071 | ARM-071 |  |  | Total Asst. Qty | Total executed Qty | Unit price USD | Total Asst. Price USD |  | ARM-057 | ARM-057 | ARM-057 | ARM-057 | ARM-057 |  | ARM-056 | ARM-056 | ARM-056 | ARM-056 | ARM-056 |  | ARM-085 | ARM-085 | ARM-085 | ARM-085 | ARM-085 |  | ARM-039 | ARM-039 | ARM-039 | ARM-039 | ARM-039 |  | ARM-046 | ARM-046 | ARM-046 | ARM-046 | ARM-046 |  | ARM-040 | ARM-040 | ARM-040 | ARM-040 | ARM-040 |  | ARM-077 | ARM-077 | ARM-077 | ARM-077 | ARM-077 |  | ARA-038 | ARA-038 | ARA-038 | ARA-038 | ARA-038 |  | ARM-036 | ARM-036 | ARM-036 | ARM-036 | ARM-036 |  | ARM-033 | ARM-033 | ARM-033 | ARM-033 | ARM-033 |  | ARM-032 | ARM-032 | ARM-032 | ARM-032 | ARM-032 |  | ARM-022 | ARM-022 | ARM-022 | ARM-022 | ARM-022 |  | ARM-015 | ARM-015 | ARM-015 | ARM-015 | ARM-015 |  | ARM-017 | ARM-017 | ARM-017 | ARM-017 | ARM-017 |  | ARM-011 | ARM-011 | ARM-011 | ARM-011 | ARM-011 |  | ARM-009 | ARM-009 | ARM-009 | ARM-009 | ARM-009 |  | ARA-003 | ARA-003 | ARA-003 | ARA-003 | ARA-003 |  | ARA-072 | ARA-072 | ARA-072 | ARA-072 | ARA-072 |  | ARA-053 | ARA-053 | ARA-053 | ARA-053 | ARA-053 |  | ARA-034 | ARA-034 | ARA-034 | ARA-034 | ARA-034 |  | ARA-011 | ARA-011 | ARA-011 | ARA-011 | ARA-011 |  |  | Total Asst. Qty | Total executed Qty | Unit price USD | Total Asst. Price USD |  | General Information
[9 empty] | Cat II | Cat II | Cat II | Cat II | Cat II | Cat II | Cat II | Cat II | Cat II | Cat II | Cat II | Cat II | Cat II | Cat II | Cat II | Cat II | Cat II | Cat II | Cat II | Cat II | Cat II | Cat II | Cat II | Cat II | Cat II | Cat II | Cat II | Cat II | Cat II | Cat II | Cat II | Cat II | Cat II | Cat II | Cat II | Cat II | Cat II | Cat II | Cat II | Cat II | Cat II | Cat II | Cat II | Cat II | Cat II | Cat II | Cat II | Cat II | Cat II | Cat II | Cat II | Cat II | Cat II | Cat II | Cat II | Cat II | Cat II | Cat II | Cat II | Cat II | Cat II | Cat II | Cat II | Cat II | Cat II | Cat II | Cat II | Cat II | Cat II | Cat II | Cat II | Cat II | Cat II | Cat II | Cat II | Cat II | Cat II | Cat II | Cat II | Cat II | Cat II | Cat II | Cat II | Cat II | Cat II | Cat II | Cat II | Cat II | Cat II | Cat II | Cat II | Cat II | Cat II | Cat II | Cat II | Cat II | Cat II | Cat II | Cat II | Cat II | Cat II | Cat II | Cat II | Cat II | Cat II | Cat II | Cat II | Cat II | Cat II | Cat II | Cat II | Cat II | Cat II | Cat II | Cat II | Cat II | Cat II | Cat II | Cat II | Cat II | Cat II | Cat II | Cat II | Cat II | Cat II | Cat II | Cat II | Cat II | Cat II | Cat II | Cat II | Cat II | Cat II | Cat II | Cat II | Cat II | Cat II | Cat II | Cat II | Cat II | Cat II | Cat II | Cat II | Cat II | Cat II | Cat II | Cat II | Cat II | Cat II | Cat II | Cat II | Cat II | Cat II | Cat II | Cat II | Cat II | Cat II | Cat II | Cat II | Cat II | Cat II | Cat II | Cat II | Cat II | Cat II | Cat II | Cat II | Cat II | Cat II | Cat II | Cat II | Cat II | Cat II | Cat II | Cat II | Cat II | Cat II | Cat II | Cat II | Cat II | Cat II | Cat II | Cat II | Cat II | Cat II | Cat II | Cat II | Cat II | Cat II | Cat II | Cat II | Cat II | Cat II | Cat II | Cat II | Cat II | Cat II | Cat II | Cat II | Cat II | Cat II | Cat II | Cat II | Cat II | Cat II | Cat II | Cat II | Cat II | Cat II | Cat II | Cat II | Cat II | Cat II | Cat II | Cat II | Cat II | Cat II | Cat II | Cat II | Cat II | Cat II | Cat II | Cat II | Cat II | Cat II | Cat II | Cat II | Cat II | Cat II | Cat II | Cat II | Cat II | Cat II | Cat II | Cat II | Cat II | Cat II | Cat II | Cat II | Cat II | Cat II | Cat II | Cat II | Cat II | Cat II | Cat II | Cat II | Cat II | Cat II | Cat II | Cat II | Cat II | Cat II | Cat II | Cat II | Cat II | Cat II | Cat II | Cat II | Cat II | Cat II | Cat II | Cat II | Cat II | Cat II | Cat II | Cat II | Cat II | Cat II | Cat II | Cat II | Cat II | Cat II | Cat II | Cat II | Cat II | Cat II | Cat II | Cat II | Cat II | Cat II | Cat II | Cat II | Cat II | Cat II | Cat II | Cat II | Cat II | Cat II | Cat II | Cat II | Cat II | Cat II | Cat II | Cat II | Cat II | Cat II | Cat II | Cat II | Cat II | Cat II | Cat II | Cat II | Cat II | Cat II | Cat II | Cat II | Cat II | Cat II | Cat II | Cat II | Cat II | Cat II | Cat II | Cat II | Cat II | Cat II | Cat II | Cat II | Cat II | Cat II | Cat II | Cat II | Cat II | Cat II | Cat II | Cat II | Cat II | Cat II | Cat II |  | General Information | [5 empty] | General Information | [5 empty] | Beneficary Name | [5 empty] | Beneficary Name | [5 empty] | Beneficary Name | [5 empty] | General Information | [5 empty] | Beneficary Name | [5 empty] | General Information | [5 empty] | General Information | [5 empty] | Beneficary Name | [5 empty] | Beneficary Name | [5 empty] | Beneficary Name | [5 empty] | Beneficary Name | [5 empty] | Beneficary Name | [5 empty] | Beneficary Name | [5 empty] | Beneficary Name | [5 empty] | Beneficary Name | [5 empty] | Beneficary Name | [5 empty] | Beneficary Name | [5 empty] | Beneficary Name | [5 empty] | Beneficary Name | [5 empty] | Beneficary Name | [5 empty] | Beneficary Name | [5 empty] | Beneficary Name | [5 empty] | Beneficary Name | [5 empty] | Beneficary Name | [5 empty] | Beneficary Name | [5 empty] | Beneficary Name | [5 empty] | Beneficary Name | [5 empty] | Beneficary Name | [5 empty] | Beneficary Name | [5 empty] | Beneficary Name | [5 empty] | Beneficary Name | [5 empty] | Beneficary Name | [5 empty] | Beneficary Name | [5 empty] | Beneficary Name | [5 empty] | Beneficary Name | [5 empty] | Beneficary Name | [5 empty] | Beneficary Name | [5 empty] | Beneficary Name | [5 empty] | Beneficary Name | [5 empty] | Beneficary Name | [5 empty] | Beneficary Name | [5 empty] | Beneficary Name | [5 empty] | Beneficary Name | [5 empty] | Beneficary Name | [5 empty] | Beneficary Name | [5 empty] | Beneficary Name | [5 empty] | Beneficary Name | [5 empty] | Beneficary Name | [5 empty] | Beneficary Name | [5 empty] | Beneficary Name | [5 empty] | Beneficary Name | [5 empty] | Beneficary Name | [5 empty] | Beneficary Name | [5 empty] | Beneficary Name | [5 empty] | Beneficary Name | [5 empty] | Beneficary Name | [5 empty] | Beneficary Name | [5 empty] | Beneficary Name | [5 empty] | Beneficary Name | [5 empty] | General Information | [5 empty] | Beneficary Name | [5 empty] | Beneficary Name | [5 empty] | Beneficary Name | [5 empty] | Beneficary Name | [5 empty] | Beneficary Name | [5 empty] | Beneficary Name | [5 empty] | General Information | [5 empty] | General Information | [5 empty] | General Information | [5 empty] | General Information | [5 empty] | General Information | [5 empty] | General Information | [5 empty] | General Information | [5 empty] | General Information | [5 empty] | General Information | [5 empty] | General Information | [5 empty] | General Information | [5 empty] | General Information | [5 empty] | General Information | [5 empty] | General Information | [5 empty] | General Information | [5 empty] | General Information | [5 empty] | General Information | [5 empty] | General Information | [5 empty] | General Information | [5 empty] | General Information | [5 empty] | General Information | [5 empty] | Beneficary Name | [5 empty] | Beneficary Name | [5 empty] | General Information | [5 empty] | General Information | [5 empty] | General Information | [5 empty] | General Information | [5 empty] | General Information | [5 empty] | General Information | [5 empty] | Beneficary Name
[5 empty] | 1 | [5 empty] | 2 | [5 empty] | 3 | [5 empty] | 4 | [5 empty] | 5 | [5 empty] | 6 | [5 empty] | 7 | [5 empty] | 8 | [5 empty] | 9 | [5 empty] | 10 | [5 empty] | 11 | [5 empty] | 12 | [5 empty] | 13 | [5 empty] | 14 | [5 empty] | 15 | [5 empty] | 16 | [5 empty] | 17 | [5 empty] | 18 | [5 empty] | 19 | [5 empty] | 20 | [5 empty] | 21 | [5 empty] | 22 | [5 empty] | 23 | [5 empty] | 24 | [5 empty] | 25 | [5 empty] | 26 | [5 empty] | 27 | [5 empty] | 28 | [5 empty] | 29 | [5 empty] | 30 | [5 empty] | 31 | [5 empty] | 32 | [5 empty] | 33 | [5 empty] | 34 | [5 empty] | 35 | [5 empty] | 36 | [5 empty] | 37 | [5 empty] | 38 | [5 empty] | 39 | [5 empty] | 40 | [5 empty] | 41 | [5 empty] | 42 | [5 empty] | 43 | [5 empty] | 44 | [5 empty] | 45 | [5 empty] | 46 | [5 empty] | 47 | [5 empty] | 48 | [5 empty] | 49 | [5 empty] | 50 | [5 empty] | 51 | [5 empty] | 52 | [5 empty] | 53 | [5 empty] | 54 | [5 empty] | 55 | [5 empty] | 56 | [5 empty] | 57 | [5 empty] | 58 | [5 empty] | 59 | [5 empty] | 60 | [5 empty] | 61 | [5 empty] | 62 | [5 empty] | 63 | [5 empty] | 64 | [5 empty] | 65 | [5 empty] | 66 | [5 empty] | 67 | [5 empty] | 68 | [5 empty] | 69 | [5 empty] | 70 | [5 empty] | 71 | [5 empty] | 72 | [5 empty] | 73 | [5 empty] | 74 | [5 empty] | 75 | [5 empty] | 76 | [5 empty] | 77 |  |  |  |  | أسم المستفيد | [6 empty] | 79 | [5 empty] | 80 | [5 empty] | 81 | [5 empty] | 82 | [5 empty] | 83 | [5 empty] | 84 | [5 empty] | 85 | [5 empty] | 86 | [5 empty] | 87 | [5 empty] | 88 | [5 empty] | 89 | [5 empty] | 90 | [5 empty] | 91 | [5 empty] | 92 | [5 empty] | 93 | [5 empty] | 94 | [5 empty] | 95 | [5 empty] | 96 | [5 empty] | 97 | [5 empty] | 98 | [5 empty] | 99 | [5 empty] | 100 | [5 empty] | 101 | [5 empty] | 102 | [5 empty] | 103 | [5 empty] | 104 | [5 empty] | 105 | [5 empty] | 106 | [5 empty] | 107 | [5 empty] | 108 | [5 empty] | 109 | [5 empty] | 110 | [5 empty] | 111 | [5 empty] | 112 | [5 empty] | 113 | [5 empty] | 114 | [5 empty] | 115 | [5 empty] | 116 | [5 empty] | 117 | [5 empty] | 118 | [5 empty] | 119 | [5 empty] | 120 | [5 empty] | 121 | [5 empty] | 122 | [5 empty] | 123 | [5 empty] | 124 | [5 empty] | 125 |  |  |  |  | Beneficary Name | [6 empty] | 127 | [5 empty] | 128 | [5 empty] | 129 | [5 empty] | 130 |  |  |  |  | Beneficary Name | [6 empty] | 132 | [5 empty] | 133 | [5 empty] | 134 | [5 empty] | 135 | [5 empty] | 136 | [5 empty] | 137 | [5 empty] | 138 | [5 empty] | 139 | [5 empty] | 140 | [5 empty] | 141 | [5 empty] | 142 | [5 empty] | 143 | [5 empty] | 144 | [5 empty] | 145 | [5 empty] | 146 | [5 empty] | 147 | [5 empty] | 148 | [5 empty] | 149 | [5 empty] | 150 | [5 empty] | 151 | [5 empty] | 152 |  |  |  |  | Beneficary Name | [5 empty] | أسم المستفيد
|  |  |  | ARA-054 | ARA-054 | ARA-054 | ARA-054 | ARA-054 |  | ARA-037 | ARA-037 | ARA-037 | ARA-037 | ARA-037 |  | ARA-064 | ARA-064 | ARA-064 | ARA-064 | ARA-064 |  | ARA-062 | ARA-062 | ARA-062 | ARA-062 | ARA-062 |  | ARA-003 | ARA-003 | ARA-003 | ARA-003 | ARA-003 |  | ARA-004 | ARA-004 | ARA-004 | ARA-004 | ARA-004 |  | ARA-079 | ARA-079 | ARA-079 | ARA-079 | ARA-079 |  | ARA-081 | ARA-081 | ARA-081 | ARA-081 | ARA-081 |  | ARA-087 | ARA-087 | ARA-087 | ARA-087 | ARA-087 |  | ARA-021 | ARA-021 | ARA-021 | ARA-021 | ARA-021 |  | ARA-030 | ARA-030 | ARA-030 | ARA-030 | ARA-030 |  | ARA-022 | ARA-022 | ARA-022 | ARA-022 | ARA-022 |  | ARA-027 | ARA-027 | ARA-027 | ARA-027 | ARA-027 |  | ARA-039 | ARA-039 | ARA-039 | ARA-039 | ARA-039 |  | ARA-029 | ARA-029 | ARA-029 | ARA-029 | ARA-029 |  | ARA-066 | ARA-066 | ARA-066 | ARA-066 | ARA-066 |  | ARA-082 | ARA-082 | ARA-082 | ARA-082 | ARA-082 |  | ARA-018 | ARA-018 | ARA-018 | ARA-018 | ARA-018 |  | ARA-005 | ARA-005 | ARA-005 | ARA-005 | ARA-005 |  | ARA-040 | ARA-040 | ARA-040 | ARA-040 | ARA-040 |  | ARA-009 | ARA-009 | ARA-009 | ARA-009 | ARA-009 |  | ARA-010 | ARA-010 | ARA-010 | ARA-010 | ARA-010 |  | ARA-001 | ARA-001 | ARA-001 | ARA-001 | ARA-001 |  | ARA-012 | ARA-012 | ARA-012 | ARA-012 | ARA-012 |  | ARA-041 | ARA-041 | ARA-041 | ARA-041 | ARA-041 |  | ARA-038 | ARA-038 | ARA-038 | ARA-038 | ARA-038 |  | ARA-047 | ARA-047 | ARA-047 | ARA-047 | ARA-047 |  | ARA-048 | ARA-048 | ARA-048 | ARA-048 | ARA-048 |  | ARA-050 | ARA-050 | ARA-050 | ARA-050 | ARA-050 |  | ARA-051 | ARA-051 | ARA-051 | ARA-051 | ARA-051 |  | ARA-025 | ARA-025 | ARA-025 | ARA-025 | ARA-025 |  | ARA-017 | ARA-017 | ARA-017 | ARA-017 | ARA-017 |  | ARA-024 | ARA-024 | ARA-024 | ARA-024 | ARA-024 |  | ARA-026 | ARA-026 | ARA-026 | ARA-026 | ARA-026 |  | ARA-042 | ARA-042 | ARA-042 | ARA-042 | ARA-042 |  | ARA-052 | ARA-052 | ARA-052 | ARA-052 | ARA-052 |  | ARA-056 | ARA-056 | ARA-056 | ARA-056 | ARA-056 |  | ARA-058 | ARA-058 | ARA-058 | ARA-058 | ARA-058 |  | ARA-007 | ARA-007 | ARA-007 | ARA-007 | ARA-007 |  | ARA-016 | ARA-016 | ARA-016 | ARA-016 | ARA-016 |  | ARA-035 | ARA-035 | ARA-035 | ARA-035 | ARA-035 |  | ARA-068 | ARA-068 | ARA-068 | ARA-068 | ARA-068 |  | ARA-060 | ARA-060 | ARA-060 | ARA-060 | ARA-060 |  | ARA-069 | ARA-069 | ARA-069 | ARA-069 | ARA-069 |  | ARA-059 | ARA-059 | ARA-059 | ARA-059 | ARA-059 |  | ARA-086 | ARA-086 | ARA-086 | ARA-086 | ARA-086 |  | ARA-057 | ARA-057 | ARA-057 | ARA-057 | ARA-057 |  | ARA-078 | ARA-078 | ARA-078 | ARA-078 | ARA-078 |  | ARA-014 | ARA-014 | ARA-014 | ARA-014 | ARA-014 |  | ARA-061 | ARA-061 | ARA-061 | ARA-061 | ARA-061 |  | ARA-049 | ARA-049 | ARA-049 | ARA-049 | ARA-049 |  | ARA-046 | ARA-046 | ARA-046 | ARA-046 | ARA-046 |  | ARA-043 | ARA-043 | ARA-043 | ARA-043 | ARA-043 |  | ARA-073 | ARA-073 | ARA-073 | ARA-073 | ARA-073 |  | ARA-074 | ARA-074 | ARA-074 | ARA-074 | ARA-074 |  | ARA-075 | ARA-075 | ARA-075 | ARA-075 | ARA-075 |  | ARA-076 | ARA-076 | ARA-076 | ARA-076 | ARA-076 |  | ARA-083 | ARA-083 | ARA-083 | ARA-083 | ARA-083 |  | ARM-091 | ARM-091 | ARM-091 | ARM-091 | ARM-091 |  | ARM-089 | ARM-089 | ARM-089 | ARM-089 | ARM-089 |  | ARM-080 | ARM-080 | ARM-080 | ARM-080 | ARM-080 |  | ARM-069 | ARM-069 | ARM-069 | ARM-069 | ARM-069 |  | ARM-065 | ARM-065 | ARM-065 | ARM-065 | ARM-065 |  | ARM-064 | ARM-064 | ARM-064 | ARM-064 | ARM-064 |  | ARM-026 | ARM-026 | ARM-026 | ARM-026 | ARM-026 |  | ARM-054 | ARM-054 | ARM-054 | ARM-054 | ARM-054 |  | ARM-053 | ARM-053 | ARM-053 | ARM-053 | ARM-053 |  | ARM-048 | ARM-048 | ARM-048 | ARM-048 | ARM-048 |  | ARM-094 | ARM-094 | ARM-094 | ARM-094 | ARM-094 |  | ARM-072 | ARM-072 | ARM-072 | ARM-072 | ARM-072 |  | ARM-070 | ARM-070 | ARM-070 | ARM-070 | ARM-070 |  | ARM-066 | ARM-066 | ARM-066 | ARM-066 | ARM-066 |  | ARM-025 | ARM-025 | ARM-025 | ARM-025 | ARM-025 |  | ARM-023 | ARM-023 | ARM-023 | ARM-023 | ARM-023 |  | ARM-059 | ARM-059 | ARM-059 | ARM-059 | ARM-059 |  | ARM-019 | ARM-019 | ARM-019 | ARM-019 | ARM-019 |  | ARM-018 | ARM-018 | ARM-018 | ARM-018 | ARM-018 |  | ARM-013 | ARM-013 | ARM-013 | ARM-013 | ARM-013 |  | ARM-077 | ARM-077 | ARM-077 | ARM-077 | ARM-077 |  | ARM-076 | ARM-076 | ARM-076 | ARM-076 | ARM-076 |  | ARM-075 | ARM-075 | ARM-075 | ARM-075 | ARM-075 |  | ARM-092 | ARM-092 | ARM-092 | ARM-092 | ARM-092 |  | ARM-074 | ARM-074 | ARM-074 | ARM-074 | ARM-074 |  | ARM-090 | ARM-090 | ARM-090 | ARM-090 | ARM-090 |  | ARM-088 | ARM-088 | ARM-088 | ARM-088 | ARM-088 |  | ARM-088 | ARM-088 | ARM-088 | ARM-088 | ARM-088 |  | ARM-086 | ARM-086 | ARM-086 | ARM-086 | ARM-086 |  | ARM-081 | ARM-081 | ARM-081 | ARM-081 | ARM-081 |  | ARM-079 | ARM-079 | ARM-079 | ARM-079 | ARM-079 |  | ARM-037 | ARM-037 | ARM-037 | ARM-037 | ARM-037 |  | ARM-073 | ARM-073 | ARM-073 | ARM-073 | ARM-073 |  | ARM-067 | ARM-067 | ARM-067 | ARM-067 | ARM-067 |  | ARM-060 | ARM-060 | ARM-060 | ARM-060 | ARM-060 |  | ARM-061 | ARM-061 | ARM-061 | ARM-061 | ARM-061 |  | ARM-041 | ARM-041 | ARM-041 | ARM-041 | ARM-041 |  | ARM-052 | ARM-052 | ARM-052 | ARM-052 | ARM-052 |  | ARM-035 | ARM-035 | ARM-035 | ARM-035 | ARM-035 |  | ARM-051 | ARM-051 | ARM-051 | ARM-051 | ARM-051 |  | ARM-049 | ARM-049 | ARM-049 | ARM-049 | ARM-049 |  | ARM-030 | ARM-030 | ARM-030 | ARM-030 | ARM-030 |  | ARM-024 | ARM-024 | ARM-024 | ARM-024 | ARM-024 |  | ARM-044 | ARM-044 | ARM-044 | ARM-044 | ARM-044 |  | ARM-043 | ARM-043 | ARM-043 | ARM-043 | ARM-043 |  | ARM-042 | ARM-042 | ARM-042 | ARM-042 | ARM-042 |  | ARM-071 | ARM-071 | ARM-071 | ARM-071 | ARM-071 |  | ARM-034 | ARM-034 | ARM-034 | ARM-034 | ARM-034 |  | ARM-031 | ARM-031 | ARM-031 | ARM-031 | ARM-031 |  | ARM-031 | ARM-031 | ARM-031 | ARM-031 | ARM-031 |  | ARM-021 | ARM-021 | ARM-021 | ARM-021 | ARM-021 |  | ARM-027 | ARM-027 | ARM-027 | ARM-027 | ARM-027 |  | ARM-016 | ARM-016 | ARM-016 | ARM-016 | ARM-016 |  | ARM-012 | ARM-012 | ARM-012 | ARM-012 | ARM-012 |  | ARM-008 | ARM-008 | ARM-008 | ARM-008 | ARM-008 |  | ARM-010 | ARM-010 | ARM-010 | ARM-010 | ARM-010 |  | ARA-063 | ARA-063 | ARA-063 | ARA-063 | ARA-063 |  | ARA-055 | ARA-055 | ARA-055 | ARA-055 | ARA-055 |  | ARA-032 | ARA-032 | ARA-032 | ARA-032 | ARA-032 |  | ARA-013 | ARA-013 | ARA-013 | ARA-013 | ARA-013 |  | ARA-031 | ARA-031 | ARA-031 | ARA-031 | ARA-031 |  | ARM-006 | ARM-006 | ARM-006 | ARM-006 | ARM-006 |  | ARM-007 | ARM-007 | ARM-007 | ARM-007 | ARM-007 |  | ARM-005 | ARM-005 | ARM-005 | ARM-005 | ARM-005 |  | ARM-004 | ARM-004 | ARM-004 | ARM-004 | ARM-004 |  | ARM-001 | ARM-001 | ARM-001 | ARM-001 | ARM-001 |  | ARM-050 | ARM-050 | ARM-050 | ARM-050 | ARM-050 |  | ARM-087 | ARM-087 | ARM-087 | ARM-087 | ARM-087 |  | ARM-084 | ARM-084 | ARM-084 | ARM-084 | ARM-084 |  | ARM-083 | ARM-083 | ARM-083 | ARM-083 | ARM-083 |  | ARM-082 | ARM-082 | ARM-082 | ARM-082 | ARM-082 |  | ARM-071 | ARM-071 | ARM-071 | ARM-071 | ARM-071 |  | ARM-058 | ARM-058 | ARM-058 | ARM-058 | ARM-058 |  | ARM-057 | ARM-057 | ARM-057 | ARM-057 | ARM-057 |  | ARM-056 | ARM-056 | ARM-056 | ARM-056 | ARM-056 |  | ARM-085 | ARM-085 | ARM-085 | ARM-085 | ARM-085 |  | ARM-039 | ARM-039 | ARM-039 | ARM-039 | ARM-039 |  | ARM-046 | ARM-046 | ARM-046 | ARM-046 | ARM-046 |  | ARM-040 | ARM-040 | ARM-040 | ARM-040 | ARM-040 |  | ARM-077 | ARM-077 | ARM-077 | ARM-077 | ARM-077 |  | ARA-038 | ARA-038 | ARA-038 | ARA-038 | ARA-038 |  | ARM-036 | ARM-036 | ARM-036 | ARM-036 | ARM-036 |  | ARM-033 | ARM-033 | ARM-033 | ARM-033 | ARM-033 |  | ARM-032 | ARM-032 | ARM-032 | ARM-032 | ARM-032 |  | ARM-022 | ARM-022 | ARM-022 | ARM-022 | ARM-022 |  | ARM-015 | ARM-015 | ARM-015 | ARM-015 | ARM-015 |  | ARM-017 | ARM-017 | ARM-017 | ARM-017 | ARM-017 |  | ARM-011 | ARM-011 | ARM-011 | ARM-011 | ARM-011 |  | ARM-009 | ARM-009 | ARM-009 | ARM-009 | ARM-009 |  | ARM-003 | ARM-003 | ARM-003 | ARM-003 | ARM-003 |  | ARA-072 | ARA-072 | ARA-072 | ARA-072 | ARA-072 |  | ARA-053 | ARA-053 | ARA-053 | ARA-053 | ARA-053 |  | ARA-034 | ARA-034 | ARA-034 | ARA-034 | ARA-034 |  | ARA-011 | ARA-011 | ARA-011 | ARA-011 | ARA-011 |  | ARM-055 | ARM-055 | ARM-055 | ARM-055 | ARM-055 |  | ARM-029 | ARM-029 | ARM-029 | ARM-029 | ARM-029
|  |  |  | Item no. | Total Asst. Qty | Total executed Qty | Unit price USD | Total Asst. Price USD |  | Item no. | Total Asst. Qty | Total executed Qty | Unit price USD | Total Asst. Price USD |  | Item no. | Total Asst. Qty | Total executed Qty | Unit price USD | Total Asst. Price USD |  | Item no. | Total Asst. Qty | Total executed Qty | Unit price USD | Total Asst. Price USD |  | Item no. | Total Asst. Qty | Total executed Qty | Unit price USD | Total Asst. Price USD |  | Item no. | Total Asst. Qty | Total executed Qty | Unit price USD | Total Asst. Price USD |  | Item no. | Total Asst. Qty | Total executed Qty | Unit price USD | Total Asst. Price USD |  | Item no. | Total Asst. Qty | Total executed Qty | Unit price USD | Total Asst. Price USD |  | Item no. | Total Asst. Qty | Total executed Qty | Unit price USD | Total Asst. Price USD |  | Standard Bill of Quantity (BOQ) for minimum repairs of War Damaged Shelter for Category 3 Shelters | [5 empty] | Item no. | Total Asst. Qty | Total executed Qty | Unit price USD | Total Asst. Price USD |  | Item no. | Total Asst. Qty | Total executed Qty | Unit price USD | Total Asst. Price USD |  | Item no. | Total Asst. Qty | Total executed Qty | Unit price USD | Total Asst. Price USD |  | Item no. | Total Asst. Qty | Total executed Qty | Unit price USD | Total Asst. Price USD |  | Item no. | Total Asst. Qty | Total executed Qty | Unit price USD | Total Asst. Price USD |  | Item no. | Total Asst. Qty | Total executed Qty | Unit price USD | Total Asst. Price USD |  | Item no. | Total Asst. Qty | Total executed Qty | Unit price USD | Total Asst. Price USD |  | Standard Bill of Quantity (BOQ) for minimum repairs of War Damaged Shelter for Category 3 Shelters | [5 empty] | Item no. | Total Asst. Qty | Total executed Qty | Unit price USD | Total Asst. Price USD |  | Standard Bill of Quantity (BOQ) for minimum repairs of War Damaged Shelter for Category 3 Shelters | [5 empty] | Item no. | Total Asst. Qty | Total executed Qty | Unit price USD | Total Asst. Price USD |  | Item no. | Total Asst. Qty | Total executed Qty | Unit price USD | Total Asst. Price USD |  | Standard Bill of Quantity (BOQ) for minimum repairs of War Damaged Shelter for Category 3 Shelters | [5 empty] | Item no. | Total Asst. Qty | Total executed Qty | Unit price USD | Total Asst. Price USD |  | Item no. | Total Asst. Qty | Total executed Qty | Unit price USD | Total Asst. Price USD |  | Item no. | Total Asst. Qty | Total executed Qty | Unit price USD | Total Asst. Price USD |  | Item no. | Total Asst. Qty | Total executed Qty | Unit price USD | Total Asst. Price USD |  | Item no. | Total Asst. Qty | Total executed Qty | Unit price USD | Total Asst. Price USD |  | Item no. | Total Asst. Qty | Total executed Qty | Unit price USD | Total Asst. Price USD |  | Item no. | Total Asst. Qty | Total executed Qty | Unit price USD | Total Asst. Price USD | [283 empty] | Item no. | Total Asst. Qty | Total executed Qty | Unit price USD | Total Asst. Price USD | [283 empty] | Standard Bill of Quantity (BOQ) for minimum repairs of War Damaged Shelter for Category 3 Shelters | [29 empty] | Standard Bill of Quantity (BOQ) for minimum repairs of War Damaged Shelter for Category 3 Shelters | [131 empty] | Mobile | [5 empty] | Shelter Code
[58 empty] | Item no. | Total Asst. Qty | Total executed Qty | Unit price USD | Total Asst. Price USD | [43 empty] | Item no. | Total Asst. Qty | Total executed Qty | Unit price USD | Total Asst. Price USD | [7 empty] | Item no. | Total Asst. Qty | Total executed Qty | Unit price USD | Total Asst. Price USD | [13 empty] | Item no. | Total Asst. Qty | Total executed Qty | Unit price USD | Total Asst. Price USD | [613 empty] | Item no. | Total Asst. Qty | Total executed Qty | Unit price USD | Total Asst. Price USD | [25 empty] | Item no. | Total Asst. Qty | Total executed Qty | Unit price USD | Total Asst. Price USD | [127 empty] | Shelter Code | [5 empty] | Governorate
[916 empty] | Governorate | [5 empty] | District
[916 empty] | District | [5 empty] | Sub-district
|  |  |  | Civil Works | [5 empty] | Civil Works | [5 empty] | Civil Works | [5 empty] | Civil Works | [5 empty] | Civil Works | [5 empty] | Civil Works | [5 empty] | Civil Works | [5 empty] | Civil Works | [5 empty] | Civil Works | [11 empty] | Civil Works | [5 empty] | Civil Works | [5 empty] | Civil Works | [5 empty] | Civil Works | [5 empty] | Civil Works | [5 empty] | Civil Works | [5 empty] | Civil Works | [11 empty] | Civil Works | [11 empty] | Civil Works | [5 empty] | Civil Works | [11 empty] | Civil Works | [5 empty] | Civil Works | [5 empty] | Civil Works | [5 empty] | Civil Works | [5 empty] | Civil Works | [5 empty] | Civil Works | [5 empty] | Civil Works | [5 empty] | Standard Bill of Quantity (BOQ) for minimum repairs of War Damaged Shelter for Category 3 Shelters | [5 empty] | Item no. | Total Asst. Qty | Total executed Qty | Unit price USD | Total Asst. Price USD |  | Standard Bill of Quantity (BOQ) for minimum repairs of War Damaged Shelter for Category 3 Shelters | [5 empty] | Standard Bill of Quantity (BOQ) for minimum repairs of War Damaged Shelter for Category 3 Shelters | [5 empty] | Standard Bill of Quantity (BOQ) for minimum repairs of War Damaged Shelter for Category 3 Shelters | [5 empty] | Standard Bill of Quantity (BOQ) for minimum repairs of War Damaged Shelter for Category 3 Shelters | [5 empty] | Standard Bill of Quantity (BOQ) for minimum repairs of War Damaged Shelter for Category 3 Shelters | [5 empty] | Standard Bill of Quantity (BOQ) for minimum repairs of War Damaged Shelter for Category 3 Shelters | [5 empty] | Standard Bill of Quantity (BOQ) for minimum repairs of War Damaged Shelter for Category 3 Shelters | [5 empty] | Standard Bill of Quantity (BOQ) for minimum repairs of War Damaged Shelter for Category 3 Shelters | [5 empty] | Standard Bill of Quantity (BOQ) for minimum repairs of War Damaged Shelter for Category 3 Shelters | [5 empty] | Standard Bill of Quantity (BOQ) for minimum repairs of War Damaged Shelter for Category 3 Shelters | [5 empty] | Standard Bill of Quantity (BOQ) for minimum repairs of War Damaged Shelter for Category 3 Shelters | [5 empty] | Standard Bill of Quantity (BOQ) for minimum repairs of War Damaged Shelter for Category 3 Shelters | [5 empty] | Standard Bill of Quantity (BOQ) for minimum repairs of War Damaged Shelter for Category 3 Shelters | [5 empty] | Standard Bill of Quantity (BOQ) for minimum repairs of War Damaged Shelter for Category 3 Shelters | [5 empty] | Standard Bill of Quantity (BOQ) for minimum repairs of War Damaged Shelter for Category 3 Shelters | [5 empty] | Standard Bill of Quantity (BOQ) for minimum repairs of War Damaged Shelter for Category 3 Shelters | [5 empty] | Item no. | Total Asst. Qty | Total executed Qty | Unit price USD | Total Asst. Price USD |  | Standard Bill of Quantity (BOQ) for minimum repairs of War Damaged Shelter for Category 3 Shelters | [5 empty] | Standard Bill of Quantity (BOQ) for minimum repairs of War Damaged Shelter for Category 3 Shelters | [5 empty] | Standard Bill of Quantity (BOQ) for minimum repairs of War Damaged Shelter for Category 3 Shelters | [5 empty] | Standard Bill of Quantity (BOQ) for minimum repairs of War Damaged Shelter for Category 3 Shelters | [5 empty] | Standard Bill of Quantity (BOQ) for minimum repairs of War Damaged Shelter for Category 3 Shelters | [5 empty] | Standard Bill of Quantity (BOQ) for minimum repairs of War Damaged Shelter for Category 3 Shelters | [5 empty] | Standard Bill of Quantity (BOQ) for minimum repairs of War Damaged Shelter for Category 3 Shelters | [5 empty] | Standard Bill of Quantity (BOQ) for minimum repairs of War Damaged Shelter for Category 3 Shelters | [5 empty] | Standard Bill of Quantity (BOQ) for minimum repairs of War Damaged Shelter for Category 3 Shelters | [5 empty] | Item no. | Total Asst. Qty | Total executed Qty | Unit price USD | Total Asst. Price USD |  | Item no. | Total Asst. Qty | Total executed Qty | Unit price USD | Total Asst. Price USD |  | Item no. | Total Asst. Qty | Total executed Qty | Unit price USD | Total Asst. Price USD |  | Standard Bill of Quantity (BOQ) for minimum repairs of War Damaged Shelter for Category 3 Shelters | [5 empty] | Item no. | Total Asst. Qty | Total executed Qty | Unit price USD | Total Asst. Price USD |  | Standard Bill of Quantity (BOQ) for minimum repairs of War Damaged Shelter for Category 3 Shelters | [5 empty] | Standard Bill of Quantity (BOQ) for minimum repairs of War Damaged Shelter for Category 3 Shelters | [5 empty] | Item no. | Total Asst. Qty | Total executed Qty | Unit price USD | Total Asst. Price USD |  | Item no. | Total Asst. Qty | Total executed Qty | Unit price USD | Total Asst. Price USD |  | Item no. | Total Asst. Qty | Total executed Qty | Unit price USD | Total Asst. Price USD |  | Item no. | Total Asst. Qty | Total executed Qty | Unit price USD | Total Asst. Price USD |  | Item no. | Total Asst. Qty | Total executed Qty | Unit price USD | Total Asst. Price USD |  | Item no. | Total Asst. Qty | Total executed Qty | Unit price USD | Total Asst. Price USD |  | Item no. | Total Asst. Qty | Total executed Qty | Unit price USD | Total Asst. Price USD |  | Item no. | Total Asst. Qty | Total executed Qty | Unit price USD | Total Asst. Price USD |  | Item no. | Total Asst. Qty | Total executed Qty | Unit price USD | Total Asst. Price USD |  | Item no. | Total Asst. Qty | Total executed Qty | Unit price USD | Total Asst. Price USD |  | Item no. | Total Asst. Qty | Total executed Qty | Unit price USD | Total Asst. Price USD |  | Item no. | Total Asst. Qty | Total executed Qty | Unit price USD | Total Asst. Price USD |  | Civil Works | [5 empty] | Item no. | Total Asst. Qty | Total executed Qty | Unit price USD | Total Asst. Price USD |  | Item no. | Total Asst. Qty | Total executed Qty | Unit price USD | Total Asst. Price USD |  | Item no. | Total Asst. Qty | Total executed Qty | Unit price USD | Total Asst. Price USD |  | Item no. | Total Asst. Qty | Total executed Qty | Unit price USD | Total Asst. Price USD |  | Item no. | Total Asst. Qty | Total executed Qty | Unit price USD | Total Asst. Price USD |  | Item no. | Total Asst. Qty | Total executed Qty | Unit price USD | Total Asst. Price USD |  | Item no. | Total Asst. Qty | Total executed Qty | Unit price USD | Total Asst. Price USD |  | Item no. | Total Asst. Qty | Total executed Qty | Unit price USD | Total Asst. Price USD |  | Item no. | Total Asst. Qty | Total executed Qty | Unit price USD | Total Asst. Price USD |  | Item no. | Total Asst. Qty | Total executed Qty | Unit price USD | Total Asst. Price USD |  | Item no. | Total Asst. Qty | Total executed Qty | Unit price USD | Total Asst. Price USD |  | Item no. | Total Asst. Qty | Total executed Qty | Unit price USD | Total Asst. Price USD |  | Item no. | Total Asst. Qty | Total executed Qty | Unit price USD | Total Asst. Price USD |  | Item no. | Total Asst. Qty | Total executed Qty | Unit price USD | Total Asst. Price USD |  | Item no. | Total Asst. Qty | Total executed Qty | Unit price USD | Total Asst. Price USD |  | Item no. | Total Asst. Qty | Total executed Qty | Unit price USD | Total Asst. Price USD |  | Item no. | Total Asst. Qty | Total executed Qty | Unit price USD | Total Asst. Price USD |  | Item no. | Total Asst. Qty | Total executed Qty | Unit price USD | Total Asst. Price USD |  | Item no. | Total Asst. Qty | Total executed Qty | Unit price USD | Total Asst. Price USD |  | Item no. | Total Asst. Qty | Total executed Qty | Unit price USD | Total Asst. Price USD |  | Item no. | Total Asst. Qty | Total executed Qty | Unit price USD | Total Asst. Price USD |  | Item no. | Total Asst. Qty | Total executed Qty | Unit price USD | Total Asst. Price USD |  | Item no. | Total Asst. Qty | Total executed Qty | Unit price USD | Total Asst. Price USD |  | Item no. | Total Asst. Qty | Total executed Qty | Unit price USD | Total Asst. Price USD |  | Item no. | Total Asst. Qty | Total executed Qty | Unit price USD | Total Asst. Price USD |  | Item no. | Total Asst. Qty | Total executed Qty | Unit price USD | Total Asst. Price USD |  | Item no. | Total Asst. Qty | Total executed Qty | Unit price USD | Total Asst. Price USD |  | Item no. | Total Asst. Qty | Total executed Qty | Unit price USD | Total Asst. Price USD |  | Item no. | Total Asst. Qty | Total executed Qty | Unit price USD | Total Asst. Price USD |  | Item no. | Total Asst. Qty | Total executed Qty | Unit price USD | Total Asst. Price USD |  | Item no. | Total Asst. Qty | Total executed Qty | Unit price USD | Total Asst. Price USD |  | Item no. | Total Asst. Qty | Total executed Qty | Unit price USD | Total Asst. Price USD |  | Item no. | Total Asst. Qty | Total executed Qty | Unit price USD | Total Asst. Price USD |  | Item no. | Total Asst. Qty | Total executed Qty | Unit price USD | Total Asst. Price USD |  | Item no. | Total Asst. Qty | Total executed Qty | Unit price USD | Total Asst. Price USD |  | Item no. | Total Asst. Qty | Total executed Qty | Unit price USD | Total Asst. Price USD |  | Item no. | Total Asst. Qty | Total executed Qty | Unit price USD | Total Asst. Price USD |  | Item no. | Total Asst. Qty | Total executed Qty | Unit price USD | Total Asst. Price USD |  | Item no. | Total Asst. Qty | Total executed Qty | Unit price USD | Total Asst. Price USD |  | Standard Bill of Quantity (BOQ) for minimum repairs of War Damaged Shelter for Category 3 Shelters | [5 empty] | Item no. | Total Asst. Qty | Total executed Qty | Unit price USD | Total Asst. Price USD |  | Item no. | Total Asst. Qty | Total executed Qty | Unit price USD | Total Asst. Price USD |  | Item no. | Total Asst. Qty | Total executed Qty | Unit price USD | Total Asst. Price USD |  | Item no. | Total Asst. Qty | Total executed Qty | Unit price USD | Total Asst. Price USD |  | Item no. | Total Asst. Qty | Total executed Qty | Unit price USD | Total Asst. Price USD |  | Item no. | Total Asst. Qty | Total executed Qty | Unit price USD | Total Asst. Price USD |  | Standard Bill of Quantity (BOQ) for minimum repairs of War Damaged Shelter for Category 3 Shelters | [11 empty] | Standard Bill of Quantity (BOQ) for minimum repairs of War Damaged Shelter for Category 3 Shelters | [5 empty] | Standard Bill of Quantity (BOQ) for minimum repairs of War Damaged Shelter for Category 3 Shelters | [5 empty] | Standard Bill of Quantity (BOQ) for minimum repairs of War Damaged Shelter for Category 3 Shelters | [5 empty] | Standard Bill of Quantity (BOQ) for minimum repairs of War Damaged Shelter for Category 3 Shelters | [11 empty] | Standard Bill of Quantity (BOQ) for minimum repairs of War Damaged Shelter for Category 3 Shelters | [5 empty] | Standard Bill of Quantity (BOQ) for minimum repairs of War Damaged Shelter for Category 3 Shelters | [5 empty] | Standard Bill of Quantity (BOQ) for minimum repairs of War Damaged Shelter for Category 3 Shelters | [5 empty] | Standard Bill of Quantity (BOQ) for minimum repairs of War Damaged Shelter for Category 3 Shelters | [5 empty] | Standard Bill of Quantity (BOQ) for minimum repairs of War Damaged Shelter for Category 3 Shelters | [5 empty] | Standard Bill of Quantity (BOQ) for minimum repairs of War Damaged Shelter for Category 3 Shelters | [5 empty] | Standard Bill of Quantity (BOQ) for minimum repairs of War Damaged Shelter for Category 3 Shelters | [5 empty] | Standard Bill of Quantity (BOQ) for minimum repairs of War Damaged Shelter for Category 3 Shelters | [5 empty] | Standard Bill of Quantity (BOQ) for minimum repairs of War Damaged Shelter for Category 3 Shelters | [5 empty] | Standard Bill of Quantity (BOQ) for minimum repairs of War Damaged Shelter for Category 3 Shelters | [5 empty] | Standard Bill of Quantity (BOQ) for minimum repairs of War Damaged Shelter for Category 3 Shelters | [5 empty] | Standard Bill of Quantity (BOQ) for minimum repairs of War Damaged Shelter for Category 3 Shelters | [5 empty] | Standard Bill of Quantity (BOQ) for minimum repairs of War Damaged Shelter for Category 3 Shelters | [5 empty] | Standard Bill of Quantity (BOQ) for minimum repairs of War Damaged Shelter for Category 3 Shelters | [5 empty] | Item no. | Total Asst. Qty | Total executed Qty | Unit price USD | Total Asst. Price USD |  | Item no. | Total Asst. Qty | Total executed Qty | Unit price USD | Total Asst. Price USD |  | Standard Bill of Quantity (BOQ) for minimum repairs of War Damaged Shelter for Category 3 Shelters | [5 empty] | Standard Bill of Quantity (BOQ) for minimum repairs of War Damaged Shelter for Category 3 Shelters | [5 empty] | Standard Bill of Quantity (BOQ) for minimum repairs of War Damaged Shelter for Category 3 Shelters | [5 empty] | Standard Bill of Quantity (BOQ) for minimum repairs of War Damaged Shelter for Category 3 Shelters | [5 empty] | Standard Bill of Quantity (BOQ) for minimum repairs of War Damaged Shelter for Category 3 Shelters | [5 empty] | Sub-district | [5 empty] | Village
Item NO. | Item (General Description) | Unit | Unit Price | [54 empty] | Civil Works | [47 empty] | Civil Works | [11 empty] | Civil Works | [17 empty] | Civil Works | [47 empty] | Item no. | Total Asst. Qty | Total executed Qty | Unit price USD | Total Asst. Price USD | [7 empty] | Item no. | Total Asst. Qty | Total executed Qty | Unit price USD | Total Asst. Price USD |  | Item no. | Total Asst. Qty | Total executed Qty | Unit price USD | Total Asst. Price USD |  | Item no. | Total Asst. Qty | Total executed Qty | Unit price USD | Total Asst. Price USD |  | Item no. | Total Asst. Qty | Total executed Qty | Unit price USD | Total Asst. Price USD |  | Item no. | Total Asst. Qty | Total executed Qty | Unit price USD | Total Asst. Price USD |  | Item no. | Total Asst. Qty | Total executed Qty | Unit price USD | Total Asst. Price USD |  | Item no. | Total Asst. Qty | Total executed Qty | Unit price USD | Total Asst. Price USD |  | Item no. | Total Asst. Qty | Total executed Qty | Unit price USD | Total Asst. Price USD |  | Item no. | Total Asst. Qty | Total executed Qty | Unit price USD | Total Asst. Price USD |  | Item no. | Total Asst. Qty | Total executed Qty | Unit price USD | Total Asst. Price USD |  | Item no. | Total Asst. Qty | Total executed Qty | Unit price USD | Total Asst. Price USD |  | Item no. | Total Asst. Qty | Total executed Qty | Unit price USD | Total Asst. Price USD |  | Item no. | Total Asst. Qty | Total executed Qty | Unit price USD | Total Asst. Price USD |  | Item no. | Total Asst. Qty | Total executed Qty | Unit price USD | Total Asst. Price USD |  | Item no. | Total Asst. Qty | Total executed Qty | Unit price USD | Total Asst. Price USD |  | Item no. | Total Asst. Qty | Total executed Qty | Unit price USD | Total Asst. Price USD | [7 empty] | Item no. | Total Asst. Qty | Total executed Qty | Unit price USD | Total Asst. Price USD |  | Item no. | Total Asst. Qty | Total executed Qty | Unit price USD | Total Asst. Price USD |  | Item no. | Total Asst. Qty | Total executed Qty | Unit price USD | Total Asst. Price USD |  | Item no. | Total Asst. Qty | Total executed Qty | Unit price USD | Total Asst. Price USD |  | Item no. | Total Asst. Qty | Total executed Qty | Unit price USD | Total Asst. Price USD |  | Item no. | Total Asst. Qty | Total executed Qty | Unit price USD | Total Asst. Price USD |  | Item no. | Total Asst. Qty | Total executed Qty | Unit price USD | Total Asst. Price USD |  | Item no. | Total Asst. Qty | Total executed Qty | Unit price USD | Total Asst. Price USD |  | Item no. | Total Asst. Qty | Total executed Qty | Unit price USD | Total Asst. Price USD | [19 empty] | Item no. | Total Asst. Qty | Total executed Qty | Unit price USD | Total Asst. Price USD | [7 empty] | Item no. | Total Asst. Qty | Total executed Qty | Unit price USD | Total Asst. Price USD |  | Item no. | Total Asst. Qty | Total executed Qty | Unit price USD | Total Asst. Price USD | [313 empty] | Item no. | Total Asst. Qty | Total executed Qty | Unit price USD | Total Asst. Price USD | [37 empty] | Item no. | Total Asst. Qty | Total executed Qty | Unit price USD | Total Asst. Price USD |  | Civil Works | [5 empty] | Item no. | Total Asst. Qty | Total executed Qty | Unit price USD | Total Asst. Price USD |  | Item no. | Total Asst. Qty | Total executed Qty | Unit price USD | Total Asst. Price USD |  | Item no. | Total Asst. Qty | Total executed Qty | Unit price USD | Total Asst. Price USD |  | Item no. | Total Asst. Qty | Total executed Qty | Unit price USD | Total Asst. Price USD |  | Civil Works | [5 empty] | Item no. | Total Asst. Qty | Total executed Qty | Unit price USD | Total Asst. Price USD |  | Item no. | Total Asst. Qty | Total executed Qty | Unit price USD | Total Asst. Price USD |  | Item no. | Total Asst. Qty | Total executed Qty | Unit price USD | Total Asst. Price USD |  | Item no. | Total Asst. Qty | Total executed Qty | Unit price USD | Total Asst. Price USD |  | Item no. | Total Asst. Qty | Total executed Qty | Unit price USD | Total Asst. Price USD |  | Item no. | Total Asst. Qty | Total executed Qty | Unit price USD | Total Asst. Price USD |  | Item no. | Total Asst. Qty | Total executed Qty | Unit price USD | Total Asst. Price USD |  | Item no. | Total Asst. Qty | Total executed Qty | Unit price USD | Total Asst. Price USD |  | Item no. | Total Asst. Qty | Total executed Qty | Unit price USD | Total Asst. Price USD |  | Item no. | Total Asst. Qty | Total executed Qty | Unit price USD | Total Asst. Price USD |  | Item no. | Total Asst. Qty | Total executed Qty | Unit price USD | Total Asst. Price USD |  | Item no. | Total Asst. Qty | Total executed Qty | Unit price USD | Total Asst. Price USD |  | Item no. | Total Asst. Qty | Total executed Qty | Unit price USD | Total Asst. Price USD |  | Item no. | Total Asst. Qty | Total executed Qty | Unit price USD | Total Asst. Price USD | [13 empty] | Item no. | Total Asst. Qty | Total executed Qty | Unit price USD | Total Asst. Price USD |  | Item no. | Total Asst. Qty | Total executed Qty | Unit price USD | Total Asst. Price USD |  | Item no. | Total Asst. Qty | Total executed Qty | Unit price USD | Total Asst. Price USD |  | Item no. | Total Asst. Qty | Total executed Qty | Unit price USD | Total Asst. Price USD |  | Item no. | Total Asst. Qty | Total executed Qty | Unit price USD | Total Asst. Price USD |  | Village | [5 empty] | GPS
1 | Provision materials, labors to cleaning the inside of the building. The price includes to remove all materials and send to outside of the area in accordance to the instructions of the supervisor engineer. | m2 | 6 | [12 empty] | 1 | 1 | 0 | 6 | 6 | 0 | [18 empty] | 1 | 1 | 0 | 6 | 6 | 0 | [6 empty] | 1 | 1 | 0 | 6 | 6 | 0 | [24 empty] | 1 | 1 | 0 | 6 | 6 | 0 | [60 empty] | 1 | 2 | 0 | 6 | 12 | 0 | [60 empty] | 1 | 1 | 0 | 6 | 6 | 0 | [6 empty] | 1 | 1 | 0 | 6 | 6 | 0 | [36 empty] | 1 | 1 | 0 | 6 | 6 | 0 | [24 empty] | 1 | 1 | 0 | 6 | 6 | 0 | [18 empty] | 1 | 1 | 0 | 6 | 6 | 0 | [6 empty] | 1 | 1 | 0 | 6 | 6 | 0 | 1 | 1 | 0 | 6 | 6 | 0 | [24 empty] | 1 | 28 | 0 | 6 | 168 | 0 | [24 empty] | 1 | 1 | 0 | 6 | 6 | 0 | [54 empty] | 1 | 1 | 0 | 6 | 6 | 0 | [18 empty] | 1 | 1 | 0 | 6 | 6 | 0 | [36 empty] | 1 | 6 | 0 | 6 | 36 | 0 | [6 empty] | 1 | 0 | 0 | 6 | 0 | 0 | 1 | 1 | 0 | 6 | 6 | 0 | [6 empty] | 1 | 22 | 0 | 6 | 132 | 0 | [6 empty] | 1 | 30 | 0 | 6 | 180 | 0 | 1 | 1 | 0 | 6 | 6 | 0 | [18 empty] | 1 | 0 | 0 | 6 | 0 | 0 | 1 | 0 | 0 | 6 | 0 | 0 | [12 empty] | 1 | 0 | 0 | 6 | 0 | 0 | [6 empty] | 1 | 0 | 0 | 6 | 0 | 0 | 1 | 0 | 0 | 6 | 0 | 0 | 1 | 0 | 0 | 6 | 0 | 0 | 1 | 0 | 0 | 6 | 0 | 0 | [42 empty] | 1 | 10 | 0 | 6 | 60 | 0 | [48 empty] | 1 | 1 | 0 | 6 | 6 | 0 | [30 empty] | 1 | 1 | 0 | 6 | 6 | 0 | [30 empty] | 1 | 1 | 0 | 6 | 6 | 0 | [12 empty] | 1 | 20 |  | 6 | 120 | 0 | [30 empty] | 1 | 15 | 0 | 6 | 90 | 0 | 1 | 20 | 0 | 6 | 120 | 0 | [6 empty] | 1 | 10 | 0 | 6 | 60 | 0 | 1 | 1 | 0 | 6 | 6 | 0 | 1 | 4 | 0 | 6 | 24 | 0 | GPS | [5 empty] | 1 | 0 | 0 | 6 | 0 | 0
2 | Supplying materials, necessary equipment and tools to demolish concrete structures that require heavy equipment for the demolition and removal of the damaged structures and rubble. This is including the removal and disposal of the rubble to a designated municipal disposal area. The demolishing should be according to the specifications | m2 | 20 | 2 | 7 | 0 | 20 | 140 | 0 | [12 empty] | 2 | 1 | 0 | 20 | 20 | 0 | [6 empty] | 2 | 5 | 0 | 20 | 100 | 0 | 2 | 1.9 | 0 | 20 | 38 | 0 | [6 empty] | 2 | 0.25 | 0 | 20 | 5 | 0 | [36 empty] | 2 | 1 | 0 | 20 | 20 | 0 | [6 empty] | 2 | 2 | 0 | 20 | 40 | 0 | [18 empty] | 2 | 3 | 0 | 20 | 60 | 0 | 2 | 0.5 | 0 | 20 | 10 | 0 | [6 empty] | 2 | 16 | 0 | 20 | 320 | 0 | [36 empty] | 2 | 1 | 0 | 20 | 20 | 0 | 2 | 1 | 0 | 20 | 20 | 0 | [18 empty] | 2 | 0.4 | 0 | 20 | 8 | 0 | [6 empty] | 2 | 0.5 | 0 | 20 | 10 | 0 | 2 | 0.5 | 0 | 20 | 10 | 0 | [6 empty] | 2 | 2 | 0 | 20 | 40 | 0 | [6 empty] | 2 | 1 | 0 | 20 | 20 | 0 | 2 | 6.5 | 0 | 20 | 130 | 0 | 2 | 0.3 | 0 | 20 | 6 | 0 | [36 empty] | 2 | 1 | 0 | 20 | 20 | [13 empty] | 2 | 1 | 0 | 20 | 20 | 0 | [12 empty] | 2 | 10 | 0 | 20 | 200 | 0 | [18 empty] | 2 | 1 | 0 | 20 | 20 | 0 | [36 empty] | 2 | 4 | 0 | 20 | 80 | 0 | 2 | 2 | 0 | 20 | 40 | 0 | 2 | 4 | 0 | 20 | 80 | 0 | 2 | 2 | 0 | 20 | 40 | 0 | 2 | 15 | 0 | 20 | 300 | 0 | 2 | 10 | 0 | 20 | 200 | 0 | 2 | 17 | 0 | 20 | 340 | 0 | 2 | 20 | 0 | 20 | 400 | 0 | 2 | 2 | 0 | 20 | 40 | 0 | 2 | 3 | 0 | 20 | 60 | 0 | 2 | 1 | 0 | 20 | 20 | 0 | 2 | 4 | 0 | 20 | 80 | 0 | 2 | 22 | 0 | 20 | 440 | 0 | 2 | 7 | 0 | 20 | 140 | 0 | [12 empty] | 2 | 1 | 0 | 20 | 20 | 0 | 2 | 1 | 0 | 20 | 20 | 0 | [12 empty] | 2 | 0 | 0 | 20 | 0 | 0 | [6 empty] | 2 | 2 | 0 | 20 | 40 | 0 | [42 empty] | 2 | 1 | 0 | 20 | 20 | 0 | 2 | 0 | 0 | 20 | 0 | 0 | [12 empty] | 2 | 0 | 0 | 20 | 0 | 0 | [6 empty] | 2 | 0 | 0 | 20 | 0 | 0 | 2 | 0 | 0 | 20 | 0 | 0 | 2 | 0 | 0 | 20 | 0 | 0 | 2 | 0 | 0 | 20 | 0 | 0 | 2 | 6 | 0 | 20 | 120 | 0 | 2 | 4 | 0 | 20 | 80 | 0 | [6 empty] | 2 | 10 | 0 | 20 | 200 | 0 | [18 empty] | 2 | 25 | 0 | 20 | 500 | 0 | 2 | 6 | 0 | 20 | 120 | 0 | 2 | 11 | 0 | 20 | 220 | 0 | [12 empty] | 2 | 3 | 0 | 20 | 60 | 0 | 2 | 1 | 0 | 20 | 20 | 0 | [24 empty] | 2 | 0.5 | 0 | 20 | 10 | 0 | [54 empty] | 2 | 5 | 0 | 20 | 100 | 0 | 2 | 4 | 0 | 20 | 80 | 0 | [6 empty] | 2 | 2 | 0 | 20 | 40 | 0 | 2 | 2 | 0 | 20 | 40 | 0 | [54 empty] | 2 | 20 | 0 | 20 | 400 | 0 | [6 empty] | 2 | 0 | 0 | 20 | 0 | 0
3 | Supply materials and equipment to cast reinforce concrete for the wall footing according to the specifications and drawings. The price includes excavation for a depth of 400 mm (minimum) and laying a layer of clean sub-base with a thickness of 100 mm well compacted according to the instructions of the supervision team | m3 | 270 | [6 empty] | 3 | 1.5 | 0 | 270 | 405 | 0 | 3 | 1.5 | 0 | 270 | 405 | 0 | [12 empty] | 3 | 1.5 | 0 | 270 | 405 | 0 | [30 empty] | 3 | 1.5 | 0 | 270 | 405 | 0 | 3 | 4 | 0 | 270 | 1080 | 0 | [102 empty] | Civil Works | [17 empty] | Civil Works | [101 empty] | 3 | 2 | 0 | 270 | 540 | 0 | [42 empty] | 3 | 1.5 | 0 | 270 | 405 | 0 | 3 | 5 | 0 | 270 | 1350 | 0 | 3 | 5 | 0 | 270 | 1350 | 0 | 3 | 4 | 0 | 270 | 1080 | 0 | 3 | 3 | 0 | 270 | 810 | 0 | 3 | 4 | 0 | 270 | 1080 | 0 | 3 | 2 | 0 | 270 | 540 | 0 | 3 | 4 | 0 | 270 | 1080 | 0 | 3 | 1.5 | 0 | 270 | 405 | 0 | 3 | 1.5 | 0 | 270 | 405 | 0 | 3 | 2.5 | 0 | 270 | 675 | 0 | 3 | 3 | 0 | 270 | 810 | 0 | 3 | 3.4 | 0 | 270 | 918 | 0 | 3 | 3 | 0 | 270 | 810 | 0 | 3 | 1.6 | 0 | 270 | 432 | 0 | 3 | 2.5 | 0 | 270 | 675 | 0 | 3 | 2.5 | 0 | 270 | 675 | 0 | 3 | 4 | 0 | 270 | 1080 | 0 | 3 | 5 | 0 | 270 | 1350 | 0 | 3 | 4 | 0 | 270 | 1080 | 0 | 3 | 4 | 0 | 270 | 1080 | 0 | [6 empty] | 3 | 1.5 | 0 | 270 | 405 | 0 | 3 | 5 | 0 | 270 | 1350 | 0 | 3 | 1.5 | 0 | 270 | 405 | 0 | 3 | 4 | 0 | 270 | 1080 | 0 | 3 | 2 | 0 | 270 | 540 | 0 | 3 | 4 | 0 | 270 | 1080 | 0 | 3 | 4 | 0 | 270 | 1080 | 0 | 3 | 1.5 | 0 | 270 | 405 | 0 | 3 | 1.5 | 0 | 270 | 405 | 0 | 3 | 2.5 | 0 | 270 | 675 | 0 | 3 | 1 | 0 | 270 | 270 | 0 | 3 | 1.5 | 0 | 270 | 405 | 0 | 3 | 1.5 | 0 | 270 | 405 | 0 | 3 | 1.5 | 0 | 270 | 405 | 0 | 3 | 2.5 | 0 | 270 | 675 | 0 | 3 | 4 | 0 | 270 | 1080 | 0 | 3 | 2.5 | 0 | 270 | 675 | 0 | 3 | 1.5 | 0 | 270 | 405 | 0 | 3 | 1.5 | 0 | 270 | 405 | 0 | 3 | 4 | 0 | 270 | 1080 | 0 | [6 empty] | 3 | 2.5 | 0 | 270 | 675 | 0 | 3 | 5 | 0 | 270 | 1350 | 0 | 3 | 0 | 0 | 270 | 0 | 0 | 3 | 1.5 | 0 | 270 | 405 | 0 | 3 | 2.5 | 0 | 270 | 675 | 0 | 3 | 2.5 | 0 | 270 | 675 | 0 | 3 | 4 | 0 | 270 | 1080 | 0 | 3 | 2.5 | 0 | 270 | 675 | 0 | 3 | 2.4 | 0 | 270 | 648 | 0 | 3 | 3 | 0 | 270 | 810 | 0 | 3 | 6 | 0 | 270 | 1620 | 0 | 3 | 5 | 0 | 270 | 1350 | 0 | 3 | 2.5 | 0 | 270 | 675 | 0 | [12 empty] | 3 | 5 | 0 | 270 | 1350 | 0 | 3 | 2.5 | 0 | 270 | 675 | 0 | 3 | 2 | 0 | 270 | 540 | 0 | 3 | 1.5 | 0 | 270 | 405 | 0 | 3 | 2.5 | 0 | 270 | 675 | 0 | 3 | 5 | 0 | 270 | 1350 | 0 | 3 | 4.2 | 0 | 270 | 1134 | 0 | 3 | 5 | 0 | 270 | 1350 | 0 | 3 | 2 | 0 | 270 | 540 | 0 | 3 | 2.5 | 0 | 270 | 675 | 0 | 3 | 1.5 | 0 | 270 | 405 | 0 | [6 empty] | 3 | 1.5 | 0 | 270 | 405 | 0 | 3 | 3 | 0 | 270 | 810 | 0 | 3 | 2 | 0 | 270 | 540 | 0 | 3 | 0.8 | 0 | 270 | 216 | 0 | 3 | 2 | 0 | 270 | 540 | 0 | 3 | 1.5 | 0 | 270 | 405 | 0 | [6 empty] | 3 | 4 | 0 | 270 | 1080 | 0 | 3 | 4 | 0 | 270 | 1080 | 0 | 3 | 1.5 | 0 | 270 | 405 | 0 | 3 | 3 | 0 | 270 | 810 | 0 | 3 | 1.5 | 0 | 270 | 405 | 0 | 3 | 1.5 | 0 | 270 | 405 | 0 | [6 empty] | 3 | 2.5 | 0 | 270 | 675 | 0 | 3 | 1.5 | 0 | 270 | 405 | 0 | 3 | 4.5 | 0 | 270 | 1215 | 0 | 3 | 1.5 | 0 | 270 | 405 | 0 | [6 empty] | 3 | 2.5 | 0 | 270 | 675 | 0 | 3 | 4.5 | 0 | 270 | 1215 | 0 | 3 | 2.5 | 0 | 270 | 675 | 0 | 3 | 1.5 | 0 | 270 | 405 | 0 | 3 | 2 | 0 | 270 | 540 | 0 | Date | [5 empty] | 3 | 2.5 | 0 | 270 | 675 | 0
4.1 | Building walls (Hollow Block) Supply materials, labor and equipment to build walls from hollow concrete blocks with dimension of (200X200X400) mm. All works must be done according to the instructions and guidance of the supervision team and according to the drawings and specifications | m2 | 24 | 4.1 | 35 | 0 | 24 | 840 | 0 | 4.1 | 25 | 0 | 24 | 600 | 0 | 4.1 | 20 | 0 | 24 | 480 | 0 | [6 empty] | 4.1 | 4 | 0 | 24 | 96 | 0 | 4.1 | 30 | 0 | 24 | 720 | 0 | [6 empty] | 4.1 | 1 | 0 | 24 | 24 | 0 | [6 empty] | 4.1 | 4 | 0 | 24 | 96 | 0 | 4.1 | 4 | 0 | 24 | 96 | 0 | 4.1 | 18 | 0 | 24 | 432 | 0 | 4.1 | 55 | 0 | 24 | 1320 | 0 | 4.1 | 4 | 0 | 24 | 96 | 0 | 4.1 | 4 | 0 | 24 | 96 | 0 | 4.1 | 3 | 0 | 24 | 72 | 0 | [6 empty] | 4.1 | 2 | 0 | 24 | 48 | 0 | 4.1 | 3 | 0 | 24 | 72 | 0 | 4.1 | 2 | 0 | 24 | 48 | 0 | 4.1 | 3 | 0 | 24 | 72 | 0 | [6 empty] | 4.1 | 4.5 | 0 | 24 | 108 | 0 | [12 empty] | 4.1 | 3 | 0 | 24 | 72 | 0 | 4.1 | 4 | 0 | 24 | 96 | 0 | [12 empty] | 4.1 | 56 | 0 | 24 | 1344 | 0 | 4.1 | 2 | 0 | 24 | 48 | 0 | 4.1 | 3 | 0 | 24 | 72 | 0 | 4.1 | 183 | 2459.3 | 24 | 4392 | 0 | 4.1 | 4 | 0 | 24 | 96 | 0 | [12 empty] | 4.1 | 1.5 | 0 | 24 | 36 | 0 | 4.1 | 1.5 | 0 | 24 | 36 | 0 | 4.1 | 9 | 0 | 24 | 216 | 0 | 4.1 | 1 | 0 | 24 | 24 | 0 | 4.1 | 1.5 | 0 | 24 | 36 | 0 | [6 empty] | 4.1 | 1.5 | 0 | 24 | 36 | 0 | 4.1 | 1.5 | 0 | 24 | 36 | 0 | 4.1 | 48 | 0 | 24 | 1152 | 0 | 4.1 | 1 | 0 | 24 | 24 | 0 | 4.1 | 1 | 0 | 24 | 24 | 0 | [6 empty] | 4.1 | 5 | 0 | 24 | 120 | 0 | 4.1 | 1.5 | 0 | 24 | 36 | 0 | 4.1 | 20 | 0 | 24 | 480 | 0 | [18 empty] | 4.1 | 1 | 0 | 24 | 24 | 0 | [6 empty] | 4.1 | 2 | 0 | 24 | 48 | 0 | Civil Works | [5 empty] | 4.1 | 77 | 0 | 24 | 1848 | 0 | 4.1 | 70 | 0 | 24 | 1680 | 0 | 4.1 | 71 | 0 | 24 | 1704 | 0 | 4.1 | 62 | 0 | 24 | 1488 | 0 | 4.1 | 35 | 0 | 24 | 840 | 0 | 4.1 | 53 | 0 | 24 | 1272 | 0 | 4.1 | 30 | 0 | 24 | 720 | 0 | 4.1 | 50 | 0 | 24 | 1200 | 0 | 4.1 | 18 | 0 | 24 | 432 | 0 | 4.1 | 18 | 0 | 24 | 432 | 0 | 4.1 | 80 | 0 | 24 | 1920 | 0 | 4.1 | 50 | 0 | 24 | 1200 | 0 | 4.1 | 50 | 0 | 24 | 1200 | 0 | 4.1 | 66 | 0 | 24 | 1584 | 0 | 4.1 | 49 | 0 | 24 | 1176 | 0 | 4.1 | 30 | 0 | 24 | 720 | 0 | 4.1 | 35 | 0 | 24 | 840 | 0 | 4.1 | 95 | 0 | 24 | 2280 | 0 | 4.1 | 65 | 0 | 24 | 1560 | 0 | 4.1 | 58 | 0 | 24 | 1392 | 0 | 4.1 | 53 | 0 | 24 | 1272 | 0 | 4.1 | 51 | 0 | 24 | 1224 | 0 | 4.1 | 18 | 0 | 24 | 432 | 0 | 4.1 | 71 | 0 | 24 | 1704 | 0 | [6 empty] | 4.1 | 53 | 0 | 24 | 1272 | 0 | 4.1 | 24 | 0 | 24 | 576 | 0 | 4.1 | 58 | 0 | 24 | 1392 | 0 | 4.1 | 58 | 0 | 24 | 1392 | 0 | 4.1 | 45 | 0 | 24 | 1080 | 0 | 4.1 | 18 | 0 | 24 | 432 | 0 | 4.1 | 18 | 0 | 24 | 432 | 0 | 4.1 | 36 | 0 | 24 | 864 | 0 | 4.1 | 68 | 0 | 24 | 1632 | 0 | 4.1 | 35 | 0 | 24 | 840 | 0 | 4.1 | 18 | 0 | 24 | 432 | 0 | 4.1 | 36 | 0 | 24 | 864 | 0 | 4.1 | 56 | 0 | 24 | 1344 | 0 | 4.1 | 24 | 0 | 24 | 576 | 0 | 4.1 | 18 | 0 | 24 | 432 | 0 | 4.1 | 18 | 0 | 24 | 432 | 0 | 4.1 | 53 | 0 | 24 | 1272 | 0 | 4.1 | 38 | 0 | 24 | 912 | 0 | 4.1 | 36 | 0 | 24 | 864 | 0 | 4.1 | 76 | 0 | 24 | 1824 | 0 | 4.1 | 55 | 0 | 24 | 1320 | 0 | 4.1 | 23 | 0 | 24 | 552 | 0 | 4.1 | 35 | 0 | 24 | 840 | 0 | 4.1 | 35 | 0 | 24 | 840 | 0 | 4.1 | 53 | 0 | 24 | 1272 | 0 | 4.1 | 18 | 0 | 24 | 432 | 0 | 4.1 | 30 | 0 | 24 | 720 | 0 | 4.1 | 30 | 0 | 24 | 720 | 0 | 4.1 | 84 | 0 | 24 | 2016 | 0 | 4.1 | 71 | 0 | 24 | 1704 | 0 | 4.1 | 35 | 0 | 24 | 840 | 0 | 4.1 | 5 | 0 | 24 | 120 | 0 | 4.1 | 4 | 0 | 24 | 96 | 0 | [6 empty] | 4.1 | 36 | 0 | 24 | 864 | 0 | 4.1 | 2 | 0 | 24 | 48 | 0 | 4.1 | 117 | 0 | 24 | 2808 | 0 | 4.1 | 35 | 0 | 24 | 840 | 0 | 4.1 | 72 | 0 | 24 | 1728 | 0 | 4.1 | 68 | 0 | 24 | 1632 | 0 | 4.1 | 71 | 0 | 24 | 1704 | 0 | 4.1 | 20 | 0 | 24 | 480 | 0 | 4.1 | 38 | 0 | 24 | 912 | 0 | 4.1 | 20 | 0 | 24 | 480 | 0 | [6 empty] | 4.1 | 20 | 0 | 24 | 480 | 0 | 4.1 | 38 | 0 | 24 | 912 | 0 | 4.1 | 20 | 0 | 24 | 480 | 0 | 4.1 | 17 | 0 | 24 | 408 | 0 | 4.1 | 20 | 0 | 24 | 480 | 0 | 4.1 | 20 | 0 | 24 | 480 | 0 | 4.1 | 18 | 0 | 24 | 432 | 0 | 4.1 | 56 | 0 | 24 | 1344 | 0 | 4.1 | 55 | 0 | 24 | 1320 | 0 | 4.1 | 20 | 0 | 24 | 480 | 0 | 4.1 | 24 | 0 | 24 | 576 | 0 | 4.1 | 20 | 0 | 24 | 480 | 0 | 4.1 | 34 | 0 | 24 | 816 | 0 | 4.1 | 2 | 0 | 24 | 48 |  | 4.1 | 35 | 0 | 24 | 840 | 0 | 4.1 | 20 | 0 | 24 | 480 | 0 | [6 empty] | 4.1 | 20 | 0 | 24 | 480 | 0 | 4.1 | 55 | 0 | 24 | 1320 | 0 | 4.1 | 36 | 0 | 24 | 864 | 0 | 4.1 | 65 | 0 | 24 | 1560 | 0 | 4.1 | 36 | 0 | 24 | 864 | 0 | 4.1 | 20 | 0 | 24 | 480 | 0 | 4.1 | 20 | 0 | 24 | 480 | 0 | 4.1 | 40 | 0 | 24 | 960 | 0 | 4.1 | 35 | 0 | 24 | 840 | 0
4.2 | Building walls (Limestone) Supply materials, labor and equipment to build walls from limestone rocks with thickness of (350 to 400) mm according to the existing wall. All works must be done according to the instructions and guidance of the supervision team and according to the drawings and specifications. | m2 | 30 | [144 empty] | 4.2 | 35 | 0 | 30 | 1050 | 0 | [132 empty] | 4.2 | 0.5 | 0 | 30 | 15 | 0 | [150 empty] | 4.2 | 36 | 0 | 30 | 1080 | 0 | [12 empty] | 4.2 | 6 | 0 | 30 | 180 | 0 | [24 empty] | 4.2 | 5 | 0 | 30 | 150 | 0 | [42 empty] | 4.2 | 0 | 0 | 30 | 0 | 0 | [24 empty] | 4.2 | 4 | 0 | 30 | 120 | 0 | [30 empty] | 4.2 | 0 | 0 | 30 | 0 | 0 | [12 empty] | 4.2 | 0 | 0 | 30 | 0 | 0 | 4.2 | 2 | 0 | 30 | 60 | 0 | 4.2 | 0 | 0 | 30 | 0 | 0 | 4.2 | 0 | 0 | 30 | 0 | 0 | 4.2 | 0 | 0 | 30 | 0 | 0 | 4.2 | 0 | 0 | 30 | 0 | 0 | 4.2 | 12 | 0 | 30 | 360 | 0 | [12 empty] | 4.2 | 6 | 0 | 30 | 180 | 0 | [18 empty] | 4.2 | 60 | 0 | 30 | 1800 | 0 | [6 empty] | 4.2 | 25 | 0 | 30 | 750 | 0 | [90 empty] | 4.2 | 18 | 0 | 30 | 540 | 0 | [108 empty] | 4.2 | 0 | 0 | 30 | 0 | 0
4.3 | Building walls (Bricks) Supply materials, labor and equipment to build walls from clay bricks with dimensions of (70X120X240) mm according to the existing wall. All works must be done according to the instructions and guidance of the supervision team and according to the drawings and specifications. | m2 | 40 | [444 empty] | 4.3 | 35 | 0 | 40 | 1400 | 0 | [42 empty] | 4.3 | 21 | 0 | 40 | 840 | 0 | [36 empty] | 4.3 | 0 | 0 | 40 | 0 | 0 | [60 empty] | 4.3 | 0 | 0 | 40 | 0 | 0 | [12 empty] | 4.3 | 0 | 0 | 40 | 0 | 0 | [6 empty] | 4.3 | 0 | 0 | 40 | 0 | 0 | 4.3 | 0 | 0 | 40 | 0 | 0 | 4.3 | 0 | 0 | 40 | 0 | 0 | 4.3 | 0 | 0 | 40 | 0 | 0 | [54 empty] | 4.3 | 0 | 0 | 40 | 0 | 0 | [204 empty] | 4.3 | 0 | 0 | 40 | 0 | 0
4.4 | Building walls (Hollow Block) Parapet Supply materials, labor and equipment to build walls from hollow blocks with dimensions of (120X200X400) mm according to the existing wall. All works must be done according to the instructions and guidance of the supervision team and according to the drawings and specifications. | m2 | 28 | [54 empty] | 4.4 | 60 | 0 | 28 | 1680 | 0 | 4.4 | 50 | 0 | 28 | 1400 | 0 | [60 empty] | 4.4 | 45 | 0 | 28 | 1260 | 0 | [84 empty] | 4.4 | 4 | 0 | 28 | 112 | 0 | [198 empty] | 4.4 | 46 | 0 | 28 | 1288 | 0 | [192 empty] | 4.4 | 43 | 0 | 28 | 1204 | 0 | [6 empty] | 4.4 | 5 | 0 | 28 | 140 | 0 | 4.4 | 60 | 0 | 28 | 1680 | 0 | [6 empty] | 4.4 | 60 | 0 | 28 | 1680 | 0 | [42 empty] | 4.4 | 45 | 0 | 28 | 1260 | 0 | [216 empty] | 4.4 | 60 | 0 | 28 | 1680 | 0
5.1 | Concrete slab Supply materials, labor and equipment to cast concrete reinforcement slab with (200) mm thickness, F'c = 28 MPa (4000 PSI) Normal weight. All works must be done according to the instructions and guidance of the supervision team and according to the drawings and specifications. | m2 | 60 | [126 empty] | 5.1 | 20 | 0 | 60 | 1200 | 0 | [102 empty] | 5.1 | 6 | 0 | 60 | 360 | 0 | [24 empty] | 5.1 | 6 | 0 | 60 | 360 | 0 | [6 empty] | 5.1 | 6 | 0 | 60 | 360 | 0 | [12 empty] | 5.1 | 6 | 0 | 60 | 360 | 0 | [54 empty] | 5.1 | 4 | 0 | 60 | 240 | 0 | [66 empty] | 5.1 | 12.5 | 0 | 60 | 750 | 0 | [6 empty] | 5.1 | 8 | 0 | 60 | 480 | 0 | [18 empty] | 5.1 | 3 | 0 | 60 | 180 | 0 | [42 empty] | 5.1 | 4 | 0 | 60 | 240 | 0 | 5.1 | 4 | 0 | 60 | 240 | 0 | [12 empty] | 5.1 | 0 | 0 | 60 | 0 | 0 | [60 empty] | 5.1 | 0 | 0 | 60 | 0 | 0 | [12 empty] | 5.1 | 0 | 0 | 60 | 0 | 0 | [6 empty] | 5.1 | 0 | 0 | 60 | 0 | 0 | 5.1 | 0 | 0 | 60 | 0 | 0 | 5.1 | 0 | 0 | 60 | 0 | 0 | 5.1 | 0 | 0 | 60 | 0 | 0 | [6 empty] | 5.1 | 25 | 0 | 60 | 1500 | 0 | [6 empty] | 5.1 | 4 | 0 | 60 | 240 | 0 | 5.1 | 12 | 0 | 60 | 720 | 0 | [42 empty] | 5.1 | 5 | 0 | 60 | 300 | 0 | 5.1 | 20 | 0 | 60 | 1200 | 0 | [24 empty] | 5.1 | 7.5 | 0 | 60 | 450 | 0 | [24 empty] | 5.1 | 6 | 0 | 60 | 360 | 0 | [42 empty] | 5.1 | 6 | 0 | 60 | 360 | 0 | [72 empty] | 5.1 | 0 | 0 | 60 | 0 | 0
5.2 | Sandwich Panel Supply materials, labor and equipment to install sandwich panel slabs resting on a steel frame according to the drawings and specifications. All works must be done according to the instructions and guidance of the supervision team | m2 | 50 | [6 empty] | 5.2 | 26 | 0 | 50 | 1300 | 0 | 5.2 | 5 | 0 | 50 | 250 | 0 | 5.2 | 63 | 0 | 50 | 3150 | 0 | 5.2 | 5 | 0 | 50 | 250 | 0 | 5.2 | 5 | 0 | 50 | 250 | 0 | 5.2 | 25 | 0 | 50 | 1250 | 0 | 5.2 | 26 | 0 | 50 | 1300 | 0 | 5.2 | 46 | 0 | 50 | 2300 | 0 | 5.2 | 6 | 0 | 50 | 300 | 0 | 5.2 | 6 | 0 | 50 | 300 | 0 | 5.2 | 5 | 0 | 50 | 250 | 0 | 5.2 | 37 | 0 | 50 | 1850 | 0 | 5.2 | 35 | 0 | 50 | 1750 | 0 | 5.2 | 5 | 0 | 50 | 250 | 0 | [6 empty] | 5.2 | 25 | 0 | 50 | 1250 | 0 | 5.2 | 28 | 0 | 50 | 1400 | 0 | 5.2 | 14 | 0 | 50 | 700 | 0 | 5.2 | 6 | 0 | 50 | 300 | 0 | 5.2 | 4 | 0 | 50 | 200 | 0 | [6 empty] | 5.2 | 25 | 0 | 50 | 1250 | 0 | 5.2 | 25 | 0 | 50 | 1250 | 0 | [6 empty] | 5.2 | 4 | 0 | 50 | 200 | 0 | 5.2 | 10 | 0 | 50 | 500 | 0 | 5.2 | 25 | 0 | 50 | 1250 | 0 | [6 empty] | 5.2 | 12 | 0 | 50 | 600 | 0 | 5.2 | 6 | 0 | 50 | 300 | 0 | 5.2 | 43 | 0 | 50 | 2150 | 0 | 5.2 | 4 | 1271.3 | 50 | 200 | 0 | 5.2 | 16 | 0 | 50 | 800 | 0 | 5.2 | 12 | 0 | 50 | 600 | 0 | 5.2 | 6 | 0 | 50 | 300 | 0 | 5.2 | 6 | 0 | 50 | 300 | 0 | 5.2 | 6 | 0 | 50 | 300 | 0 | 5.2 | 22 | 0 | 50 | 1100 | 0 | [6 empty] | 5.2 | 6 | 0 | 50 | 300 | 0 | 5.2 | 26 | 0 | 50 | 1300 | 0 | 5.2 | 6 | 0 | 50 | 300 | 0 | 5.2 | 6 | 0 | 50 | 300 | 0 | [6 empty] | 5.2 | 21 | 0 | 50 | 1050 | 0 | [6 empty] | 5.2 | 30 | 0 | 50 | 1500 | 0 | 5.2 | 5 | 0 | 50 | 250 | 0 | [6 empty] | 5.2 | 6 | 0 | 50 | 300 | 0 | 5.2 | 6 | 0 | 50 | 300 | 0 | 5.2 | 10 | 0 | 50 | 500 | 0 | 5.2 | 6 | 0 | 50 | 300 | 0 | 5.2 | 8 | 0 | 50 | 400 | 0 | 5.2 | 22 | 0 | 50 | 1100 | 0 | 5.2 | 6 | 0 | 50 | 300 | 0 | 5.2 | 60 | 0 | 50 | 3000 | 0 | 5.2 | 56 | 0 | 50 | 2800 | 0 | 5.2 | 20 | 0 | 50 | 1000 | 0 | 5.2 | 25 | 0 | 50 | 1250 | 0 | 5.2 | 19 | 0 | 50 | 950 | 0 | 5.2 | 12 | 0 | 50 | 600 | 0 | 5.2 | 21 | 0 | 50 | 1050 | 0 | 5.2 | 8 | 0 | 50 | 400 | 0 | 5.2 | 32 | 0 | 50 | 1600 | 0 | 5.2 | 5 | 0 | 50 | 250 | 0 | 5.2 | 5 | 0 | 50 | 250 | 0 | 5.2 | 25 | 0 | 50 | 1250 | 0 | 5.2 | 27 | 0 | 50 | 1350 | 0 | 5.2 | 24 | 0 | 50 | 1200 | 0 | 5.2 | 12 | 0 | 50 | 600 | 0 | 5.2 | 45 | 0 | 50 | 2250 | 0 | 5.2 | 12 | 0 | 50 | 600 | 0 | 5.2 | 15 | 0 | 50 | 750 | 0 | 5.2 | 21 | 0 | 50 | 1050 | 0 | 5.2 | 27 | 0 | 50 | 1350 | 0 | 5.2 | 95 | 0 | 50 | 4750 | 0 | 5.2 | 15 | 0 | 50 | 750 | 0 | 5.2 | 30 | 0 | 50 | 1500 | 0 | 5.2 | 5 | 0 | 50 | 250 | 0 | 5.2 | 25 | 0 | 50 | 1250 | 0 | 5.2 | 5 | 0 | 50 | 250 | 0 | 5.2 | 20 | 0 | 50 | 1000 | 0 | 5.2 | 6 | 0 | 50 | 300 | 0 | 5.2 | 35 | 0 | 50 | 1750 | 0 | 5.2 | 35 | 0 | 50 | 1750 | 0 | 5.2 | 5 | 0 | 50 | 250 | 0 | 5.2 | 5 | 0 | 50 | 250 | 0 | 5.2 | 5 | 0 | 50 | 250 | 0 | 5.2 | 24 | 0 | 50 | 1200 | 0 | 5.2 | 26 | 0 | 50 | 1300 | 0 | 5.2 | 5 | 0 | 50 | 250 | 0 | 5.2 | 6 | 0 | 50 | 300 | 0 | 5.2 | 25 | 0 | 50 | 1250 | 0 | 5.2 | 18 | 0 | 50 | 900 | 0 | 5.2 | 6 | 0 | 50 | 300 | 0 | 5.2 | 5 | 0 | 50 | 250 | 0 | 5.2 | 5 | 0 | 50 | 250 | 0 | 5.2 | 25 | 0 | 50 | 1250 | 0 | 5.2 | 14 | 0 | 50 | 700 | 0 | 5.2 | 8 | 0 | 50 | 400 | 0 | 5.2 | 37 | 0 | 50 | 1850 | 0 | 5.2 | 25 | 0 | 50 | 1250 | 0 | 5.2 | 95 | 0 | 50 | 4750 | 0 | 5.2 | 15 | 0 | 50 | 750 | 0 | 5.2 | 15 | 0 | 50 | 750 | 0 | 5.2 | 21 | 0 | 50 | 1050 | 0 | 5.2 | 6 | 0 | 50 | 300 | 0 | 5.2 | 12 | 0 | 50 | 600 | 0 | 5.2 | 12 | 0 | 50 | 600 | 0 | 5.2 | 40 | 0 | 50 | 2000 | 0 | 5.2 | 20 | 0 | 50 | 1000 | 0 | 5.2 | 8 | 0 | 50 | 400 | 0 | 5.2 | 47 | 0 | 50 | 2350 | 0 | 5.2 | 87 | 0 | 50 | 4350 | 0 | [6 empty] | 5.2 | 58 | 0 | 50 | 2900 | 0 | 5.2 | 25 | 0 | 50 | 1250 | 0 | 5.2 | 68 | 0 | 50 | 3400 | 0 | 5.2 | 15 | 0 | 50 | 750 | 0 | 5.2 | 20 | 0 | 50 | 1000 | 0 | [6 empty] | 5.2 | 25 | 0 | 50 | 1250 | 0 | 5.2 | 6 | 0 | 50 | 300 | 0 | 5.2 | 10 | 0 | 50 | 500 | 0 | 5.2 | 6 | 0 | 50 | 300 | 0 | 5.2 | 25 | 0 | 50 | 1250 | 0 | 5.2 | 6 | 0 | 50 | 300 | 0 | 5.2 | 10 | 0 | 50 | 500 | 0 | 5.2 | 6 | 0 | 50 | 300 | 0 | 5.2 | 76 | 0 | 50 | 3800 | 0 | [6 empty] | 5.2 | 6 | 0 | 50 | 300 | 0 | 5.2 | 37 | 0 | 50 | 1850 | 0 | 5.2 | 18 | 0 | 50 | 900 | 0 | 5.2 | 18 | 0 | 50 | 900 | 0 | 5.2 | 6 | 0 | 50 | 300 | 0 | 5.2 | 8 | 0 | 50 | 400 | 0 | 5.2 | 6 | 0 | 50 | 300 | 0 | 5.2 | 14 | 0 | 50 | 700 | 0 | 5.2 | 16 | 0 | 50 | 800 | 0 | 5.2 | 15 | 0 | 50 | 750 | 0 | 5.2 | 6 | 0 | 50 | 300 | 0 | 5.2 | 27 | 0 | 50 | 1350 | 0 | 5.2 | 6 | 0 | 50 | 300 | 0 | 5.2 | 16 | 0 | 50 | 800 | 0 | 5.2 | 12 | 0 | 50 | 600 | 0 | 5.2 | 27 | 0 | 50 | 1350 | 0 | 5.2 | 10 | 0 | 50 | 500 | 0 | 5.2 | 0 |  | 50 | 0 | 0 | 5.2 | 6 | 0 | 50 | 300 | 0 | 5.2 | 46 | 0 | 50 | 2300 | 0 | 5.2 | 15 | 0 | 50 | 750 | 0
5.3 | Brick Arch on Steel Beams One layer of brick or limestone using bending method and placed steel (I) section (4X3) mm for every 800mm. All works must be done according to the instructions and guidance of the supervision team and according to the drawings and specifications | m2 | 45 | [534 empty] | 5.3 | 0 | 0 | 45 | 0 | 0 | [54 empty] | 5.3 | 0 | 0 | 45 | 0 | 0 | 5.3 | 0 | 0 | 45 | 0 | 0 | [12 empty] | 5.3 | 0 | 0 | 45 | 0 | 0 | [6 empty] | 5.3 | 0 | 0 | 45 | 0 | 0 | 5.3 | 0 | 0 | 45 | 0 | 0 | 5.3 | 0 | 0 | 45 | 0 | 0 | 5.3 | 0 | 0 | 45 | 0 | 0 | [48 empty] | 5.3 | 30 | 0 | 45 | 1350 | 0 | [18 empty] | 5.3 | 10 | 0 | 45 | 450 | 0 | [186 empty] | 5.3 | 0 | 0 | 45 | 0 | 0
6.1 | Flooring with Sub-base Supply materials, labor and equipment to cast plain concrete with a thickness of (70-100) mm, the price includes preparing of the floor by laying a layer of good sub-base well compacted with a thickness to reach the required level. All works must be done according to the instructions and guidance of the supervision team | m2 | 20 | [6 empty] | 6.1 | 5 | 0 | 20 | 100 | 0 | 6.1 | 5 | 0 | 20 | 100 | 0 | [12 empty] | 6.1 | 4 | 0 | 20 | 80 | 0 | [30 empty] | 6.1 | 4 | 0 | 20 | 80 | 0 | 6.1 | 40 | 0 | 20 | 800 | 0 | [12 empty] | 6.1 | 8 | 0 | 20 | 160 | 0 | 6.1 | 20 | 0 | 20 | 400 | 0 | [18 empty] | 6.1 | 6 | 0 | 20 | 120 | 0 | [12 empty] | 6.1 | 96 | 0 | 20 | 1920 | 0 | 6.1 | 10 | 0 | 20 | 200 | 0 | [6 empty] | 6.1 | 30 | 0 | 20 | 600 | 0 | [18 empty] | 6.1 | 59 | 0 | 20 | 1180 | 0 | 6.1 | 4 | 0 | 20 | 80 | 0 | [72 empty] | 6.1 | 5 | 0 | 20 | 100 | 0 | [18 empty] | 6.1 | 5 | 0 | 20 | 100 | 0 | [6 empty] | 6.1 | 5 | 0 | 20 | 100 | 0 | [42 empty] | 6.1 | 5 | 0 | 20 | 100 | 0 | 6.1 | 18 | 0 | 20 | 360 | 0 | 6.1 | 18 | 0 | 20 | 360 | 0 | 6.1 | 22 | 0 | 20 | 440 | 0 | 6.1 | 10 | 0 | 20 | 200 | 0 | 6.1 | 15 | 0 | 20 | 300 | 0 | 6.1 | 7 | 0 | 20 | 140 | 0 | 6.1 | 25 | 0 | 20 | 500 | 0 | 6.1 | 5 | 0 | 20 | 100 | 0 | 6.1 | 99 | 0 | 20 | 1980 | 0 | 6.1 | 93 | 0 | 20 | 1860 | 0 | 6.1 | 55 | 0 | 20 | 1100 | 0 | 6.1 | 20 | 0 | 20 | 400 | 0 | 6.1 | 74 | 0 | 20 | 1480 | 0 | 6.1 | 7 | 0 | 20 | 140 | 0 | 6.1 | 10 | 0 | 20 | 200 | 0 | 6.1 | 10 | 0 | 20 | 200 | 0 | 6.1 | 15 | 0 | 20 | 300 | 0 | 6.1 | 20 | 0 | 20 | 400 | 0 | 6.1 | 13 | 0 | 20 | 260 | 0 | 6.1 | 15 | 0 | 20 | 300 | 0 | [6 empty] | 6.1 | 4 | 0 | 20 | 80 | 0 | 6.1 | 18 | 0 | 20 | 360 | 0 | 6.1 | 8 | 0 | 20 | 160 | 0 | 6.1 | 14 | 0 | 20 | 280 | 0 | 6.1 | 5 | 0 | 20 | 100 | 0 | 6.1 | 14 | 0 | 20 | 280 | 0 | 6.1 | 14 | 0 | 20 | 280 | 0 | 6.1 | 5 | 0 | 20 | 100 | 0 | 6.1 | 4 | 0 | 20 | 80 | 0 | 6.1 | 4 | 0 | 20 | 80 | 0 | 6.1 | 21 | 0 | 20 | 420 | 0 | 6.1 | 16 | 0 | 20 | 320 | 0 | 6.1 | 5 | 0 | 20 | 100 | 0 | 6.1 | 5 | 0 | 20 | 100 | 0 | 6.1 | 58 | 0 | 20 | 1160 | 0 | 6.1 | 15 | 0 | 20 | 300 | 0 | 6.1 | 6 | 0 | 20 | 120 | 0 | 6.1 | 5 | 0 | 20 | 100 | 0 | 6.1 | 30 | 0 | 20 | 600 | 0 | 6.1 | 30 | 0 | 20 | 600 | 0 | 6.1 | 59 | 0 | 20 | 1180 | 0 | 6.1 | 8 | 0 | 20 | 160 | 0 | 6.1 | 68 | 0 | 20 | 1360 | 0 | 6.1 | 20 | 0 | 20 | 400 | 0 | 6.1 | 4 | 0 | 20 | 80 | 0 | 6.1 | 10 | 0 | 20 | 200 | 0 | 6.1 | 10 | 0 | 20 | 200 | 0 | 6.1 | 15 | 0 | 20 | 300 | 0 | 6.1 | 81.5 | 0 | 20 | 1630 | 0 | 6.1 | 10 | 0 | 20 | 200 | 0 | 6.1 | 2 | 0 | 20 | 40 | 0 | 6.1 | 32 | 0 | 20 | 640 | 0 | 6.1 | 18 | 0 | 20 | 360 | 0 | 6.1 | 10 | 0 | 20 | 200 | 0 | 6.1 | 38 | 0 | 20 | 760 | 0 | 6.1 | 6 | 0 | 20 | 120 | 0 | 6.1 | 39 | 0 | 20 | 780 | 0 | 6.1 | 26 | 0 | 20 | 520 | 0 | 6.1 | 16 | 0 | 20 | 320 | 0 | 6.1 | 55 | 0 | 20 | 1100 | 0 | 6.1 | 10 | 0 | 20 | 200 | 0 | 6.1 | 17 | 0 | 20 | 340 | 0 | 6.1 | 19 | 0 | 20 | 380 | 0 | 6.1 | 18 | 0 | 20 | 360 | 0 | 6.1 | 5 | 0 | 20 | 100 | 0 | 6.1 | 10 | 0 | 20 | 200 | 0 | 6.1 | 5 | 0 | 20 | 100 | 0 | 6.1 | 8.5 | 0 | 20 | 170 | 0 | 6.1 | 5 | 0 | 20 | 100 | 0 | 6.1 | 10 | 0 | 20 | 200 | 0 | 6.1 | 5 | 0 | 20 | 100 | 0 | [6 empty] | 6.1 | 5 | 0 | 20 | 100 | 0 | 6.1 | 5 | 0 | 20 | 100 | 0 | 6.1 | 34 | 0 | 20 | 680 | 0 | 6.1 | 15 | 0 | 20 | 300 | 0 | 6.1 | 15 | 0 | 20 | 300 | 0 | 6.1 | 5 | 0 | 20 | 100 | 0 | 6.1 | 5 | 0 | 20 | 100 | 0 | 6.1 | 5 | 0 | 20 | 100 | 0 | 6.1 | 5 | 0 | 20 | 100 | 0 | [6 empty] | 6.1 | 10 | 0 | 20 | 200 | 0 | 6.1 | 5 | 0 | 20 | 100 | 0 | 6.1 | 20 | 0 | 20 | 400 | 0 | 6.1 | 5 | 0 | 20 | 100 | 0 | [6 empty] | 6.1 | 10 | 0 | 20 | 200 | 0 | 6.1 | 20 | 0 | 20 | 400 | 0 | 6.1 | 10 | 0 | 20 | 200 | 0 | 6.1 | 5 | 0 | 20 | 100 | 0 | 6.1 | 5 | 0 | 20 | 100 | 0 | [6 empty] | 6.1 | 10 | 0 | 20 | 200 | 0
6.2 | Flooring on existing floor Supply materials, labor and equipment to cast plain concrete with a thickness of (50-70) mm, the price includes preparing of the floor by cleaning it well, the overall thickness should be measured at site to reach the required level. All works must be done according to the instructions and guidance of the supervision team | m2 | 12 | [18 empty] | 6.2 | 17 | 0 | 12 | 204 | 0 | 6.2 | 101 | 0 | 12 | 1212 | 0 | [6 empty] | 6.2 | 24 | 0 | 12 | 288 | 0 | [138 empty] | 6.2 | 16 | 0 | 12 | 192 | 0 | [6 empty] | 6.2 | 68 | 0 | 12 | 816 | 0 | 6.2 | 82 | 0 | 12 | 984 | 0 | [12 empty] | 6.2 | 3 | 0 | 12 | 36 | 0 | [12 empty] | 6.2 | 6 | 0 | 12 | 72 | 0 | [12 empty] | 6.2 | 93 | 0 | 12 | 1116 | 0 | 6.2 | 24 | 0 | 12 | 288 | 0 | 6.2 | 25 | 0 | 12 | 300 | 0 | [6 empty] | 6.2 | 59 | 0 | 12 | 708 | 0 | [12 empty] | 6.2 | 5 | 0 | 12 | 60 | 0 | [42 empty] | 6.2 | 50 | 0 | 12 | 600 | 0 | 6.2 | 50 | 0 | 12 | 600 | 0 | [24 empty] | 6.2 | 25 | 0 | 12 | 300 | 0 | [78 empty] | 6.2 | 3.5 | 0 | 12 | 42 | 0 | [54 empty] | 6.2 | 33 | 0 | 12 | 396 | 0 | [6 empty] | 6.2 | 0 | 0 | 12 | 0 | 0 | [36 empty] | 6.2 | 4 | 0 | 12 | 48 | 0 | [12 empty] | 6.2 | 0 | 0 | 12 | 0 | 0 | 6.2 | 0 | 0 | 12 | 0 | 0 | [12 empty] | 6.2 | 0 | 0 | 12 | 0 | 0 | 6.2 | 73 | 0 | 12 | 876 | 0 | 6.2 | 0 | 0 | 12 | 0 | 0 | 6.2 | 0 | 0 | 12 | 0 | 0 | 6.2 | 0 | 0 | 12 | 0 | 0 | 6.2 | 0 | 0 | 12 | 0 | 0 | [6 empty] | 6.2 | 10 | 0 | 12 | 120 | 0 | 6.2 | 18 | 0 | 12 | 216 | 0 | 6.2 | 58 | 0 | 12 | 696 | 0 | 6.2 | 4 | 0 | 12 | 48 | 0 | [18 empty] | 6.2 | 20 | 0 | 12 | 240 | 0 | 6.2 | 5 | 0 | 12 | 60 | 0 | [42 empty] | 6.2 | 24 | 0 | 12 | 288 | 0 | [12 empty] | 6.2 | 66 | 0 | 12 | 792 | 0 | [6 empty] | 6.2 | 77 | 0 | 12 | 924 | 0 | [12 empty] | 6.2 | 25 | 0 | 12 | 300 | 0 | [24 empty] | 6.2 | 21 | 0 | 12 | 252 | 0 | [6 empty] | 6.2 | 8 | 0 | 12 | 96 | 0 | [60 empty] | 6.2 | 45 | 0 | 12 | 540 | 0 | 6.2 | 0 | 0 | 12 | 0 | 0
7 | Plastering Supply materials, labor and equipment to plaster the walls from the inside with one layer of cement and sand mortar with a ratio (1:3) with minimum thickness of 20 mm, the price includes painting the walls from the inside with three coats of oil paint and flash point of the outside walls. All works must be done according to the instructions and guidance of the supervision team and according to the drawings and specifications | m2 | 16 | [6 empty] | 7 | 24 | 0 | 16 | 384 | 0 | 7 | 12 | 0 | 16 | 192 | 0 | 7 | 30 | 0 | 16 | 480 | 0 | 7 | 24 | 0 | 16 | 384 | 0 | 7 | 25 | 0 | 16 | 400 | 0 | 7 | 12 | 0 | 16 | 192 | 0 | 7 | 24 | 0 | 16 | 384 | 0 | 7 | 18 | 0 | 16 | 288 | 0 | 7 | 15 | 0 | 16 | 240 | 0 | 7 | 24 | 0 | 16 | 384 | 0 | 7 | 30 | 0 | 16 | 480 | 0 | 7 | 25 | 0 | 16 | 400 | 0 | [6 empty] | 7 | 15 | 0 | 16 | 240 | 0 | 7 | 32 | 0 | 16 | 512 | 0 | [12 empty] | 7 | 32 | 0 | 16 | 512 | 0 | 7 | 25 | 0 | 16 | 400 | 0 | 7 | 14 | 0 | 16 | 224 | 0 | 7 | 15 | 0 | 16 | 240 | 0 | 7 | 12 | 0 | 16 | 192 | 0 | 7 | 18 | 0 | 16 | 288 | 0 | 7 | 15 | 0 | 16 | 240 | 0 | 7 | 16 | 0 | 16 | 256 | 0 | 7 | 31 | 0 | 16 | 496 | 0 | [6 empty] | 7 | 24 | 0 | 16 | 384 | 0 | [6 empty] | 7 | 36 | 0 | 16 | 576 | 0 | 7 | 24 | 0 | 16 | 384 | 0 | 7 | 25 | 1245.1 | 16 | 400 | 0 | 7 | 48 | 0 | 16 | 768 | 0 | 7 | 24 | 0 | 16 | 384 | 0 | 7 | 12 | 0 | 16 | 192 | 0 | 7 | 12 | 0 | 16 | 192 | 0 | 7 | 24 | 0 | 16 | 384 | 0 | 7 | 18 | 0 | 16 | 288 | 0 | 7 | 24 | 0 | 16 | 384 | 0 | 7 | 15 | 0 | 16 | 240 | 0 | [6 empty] | 7 | 12 | 0 | 16 | 192 | 0 | 7 | 20 | 0 | 16 | 320 | 0 | 7 | 18 | 0 | 16 | 288 | 0 | 7 | 12 | 0 | 16 | 192 | 0 | 7 | 12 |  | 16 | 192 | 0 | 7 | 16 | 0 | 16 | 256 | 0 | 7 | 14 | 0 | 16 | 224 | 0 | [6 empty] | 7 | 32 | 0 | 16 | 512 | 0 | [6 empty] | 7 | 36 | 0 | 16 | 576 | 0 | 7 | 12 | 0 | 16 | 192 | 0 | 7 | 20 | 0 | 16 | 320 | 0 | [6 empty] | 7 | 24 | 0 | 16 | 384 | 0 | [6 empty] | 7 | 25 | 0 | 16 | 400 | 0 | 7 | 24 | 0 | 16 | 384 | 0 | 7 | 25 | 0 | 16 | 400 | 0 | 7 | 12 | 0 | 16 | 192 | 0 | 7 | 30 | 0 | 16 | 480 | 0 | 7 | 24 | 0 | 16 | 384 | 0 | 7 | 12 | 0 | 16 | 192 | 0 | [6 empty] | 7 | 12 | 0 | 16 | 192 | 0 | 7 | 26 | 0 | 16 | 416 | 0 | 7 | 25 | 0 | 16 | 400 | 0 | 7 | 24 | 0 | 16 | 384 | 0 | [6 empty] | 7 | 24 | 0 | 16 | 384 | 0 | 7 | 16 | 0 | 16 | 256 | 0 | 7 | 24 | 0 | 16 | 384 | 0 | [6 empty] | 7 | 26 | 0 | 16 | 416 | 0 | 7 | 24 | 0 | 16 | 384 | 0 | 7 | 24 | 0 | 16 | 384 | 0 | 7 | 40 | 0 | 16 | 640 | 0 | 7 | 25 | 0 | 16 | 400 | 0 | 7 | 40 | 0 | 16 | 640 | 0 | 7 | 24 | 0 | 16 | 384 | 0 | 7 | 15 | 0 | 16 | 240 | 0 | 7 | 15 | 0 | 16 | 240 | 0 | 7 | 16 | 0 | 16 | 256 | 0 | 7 | 34 | 0 | 16 | 544 | 0 | 7 | 34 | 0 | 16 | 544 | 0 | 7 | 12 | 0 | 16 | 192 | 0 | 7 | 14 | 0 | 16 | 224 | 0 | 7 | 14 | 0 | 16 | 224 | 0 | 7 | 12 | 0 | 16 | 192 | 0 | 7 | 12 | 0 | 16 | 192 | 0 | 7 | 12 | 0 | 16 | 192 | 0 | 7 | 26 | 0 | 16 | 416 | 0 | 7 | 24 | 0 | 16 | 384 | 0 | 7 | 30 | 0 | 16 | 480 | 0 | 7 | 18 | 0 | 16 | 288 | 0 | 7 | 12 | 0 | 16 | 192 | 0 | 7 | 28 | 0 | 16 | 448 | 0 | 7 | 27 | 0 | 16 | 432 | 0 | 7 | 24 | 0 | 16 | 384 | 0 | 7 | 24 | 0 | 16 | 384 | 0 | 7 | 24 | 0 | 16 | 384 | 0 | 7 | 0 | 0 | 16 | 0 | 0 | 7 | 24 | 0 | 16 | 384 | 0 | 7 | 110 | 0 | 16 | 1760 | 0 | 7 | 15 | 0 | 16 | 240 | 0 | 7 | 12 | 0 | 16 | 192 | 0 | 7 | 27 | 0 | 16 | 432 | 0 | 7 | 24 | 0 | 16 | 384 | 0 | 7 | 24 | 0 | 16 | 384 | 0 | 7 | 24 | 0 | 16 | 384 | 0 | 7 | 24 | 0 | 16 | 384 | 0 | 7 | 14 | 0 | 16 | 224 | 0 | 7 | 28 | 0 | 16 | 448 | 0 | 7 | 26 | 0 | 16 | 416 | 0 | [6 empty] | 7 | 24 | 0 | 16 | 384 | 0 | 7 | 14 | 0 | 16 | 224 | 0 | [12 empty] | 7 | 25 | 0 | 16 | 400 | 0 | 7 | 14 | 0 | 16 | 224 | 0 | 7 | 24 | 0 | 16 | 384 | 0 | 7 | 24 | 0 | 16 | 384 | 0 | 7 | 24 | 0 | 16 | 384 | 0 | 7 | 36 | 0 | 16 | 576 | 0 | 7 | 24 | 0 | 16 | 384 | 0 | 7 | 12 | 0 | 16 | 192 | 0 | 7 | 24 | 0 | 16 | 384 | 0 | 7 | 12 | 0 | 16 | 192 | 0 | 7 | 36 | 0 | 16 | 576 | 0 | 7 | 12 | 0 | 16 | 192 | 0 | 7 | 12 | 0 | 16 | 192 | 0 | 7 | 25 | 0 | 16 | 400 | 0 | 7 | 12 | 0 | 16 | 192 | 0 | 7 | 12 | 0 | 16 | 192 | 0 | 7 | 36 | 0 | 16 | 576 | 0 | 7 | 18 | 0 | 16 | 288 | 0 | 7 | 24 | 0 | 16 | 384 | 0 | 7 | 18 | 0 | 16 | 288 | 0 | 7 | 24 | 0 | 16 | 384 | 0 | [6 empty] | 7 | 12 | 0 | 16 | 192 | 0 | 7 | 24 | 0 | 16 | 384 | 0 | 7 | 12 | 0 | 16 | 192 | 0 | [12 empty] | 7 | 24 | 0 | 16 | 384 | 0 | 7 | 24 | 0 | 16 | 384 | 0 | 7 | 12 | 0 | 16 | 192 | 0 | 7 | 36 | 0 | 16 | 576 | 0 | 7 | 20 | 0 | 16 | 320 | 0 | 7 | 15 | 0 | 16 | 240 | 0
8.1 | Cracks less than 1.5 mm (1/16”) do not affect the structure but can be treated for aesthetic purposes. The treatment includes using mesh. All works must be done according to the instructions and guidance of the supervision team and according to the drawings and specifications. | m.l. | 6 | [54 empty] | 8.1 | 5 | 0 | 6 | 30 | 0 | [12 empty] | 8.1 | 10 | 0 | 6 | 60 | 0 | [48 empty] | 8.1 | 2.5 | 0 | 6 | 15 | 0 | [12 empty] | 8.1 | 20 | 0 | 6 | 120 | 0 | [306 empty] | 8.1 | 10 | 0 | 6 | 60 | 0 | [48 empty] | 8.1 | 20 | 0 | 6 | 120 | 0 | 8.1 | 20 | 0 | 6 | 120 | 0 | [12 empty] | 8.1 | 0 | 0 | 6 | 0 | 0 | [54 empty] | 8.1 | 0 | 0 | 6 | 0 | 0 | 8.1 | 0 | 0 | 6 | 0 | 0 | [12 empty] | 8.1 | 0 | 0 | 6 | 0 | 0 | [6 empty] | 8.1 | 0 | 0 | 6 | 0 | 0 | 8.1 | 0 | 0 | 6 | 0 | 0 | 8.1 | 0 | 0 | 6 | 0 | 0 | 8.1 | 5 | 0 | 6 | 30 | 0 | [84 empty] | 8.1 | 10 | 0 | 6 | 60 | 0 | [84 empty] | 8.1 | 20 | 0 | 6 | 120 | 0 | [84 empty] | 8.1 | 0 | 0 | 6 | 0 | 0
8.2 | Cracks more than 1.5 mm (1/16”) and less than 3.0mm (1/8”) do not affect the structure but can be treated with cement mortar or/and mesh after surface preparation. All works must be done according to the instructions and guidance of the supervision team and according to the drawings and specifications. | m.l. | 8 | [12 empty] | 8.2 | 1 | 0 | 8 | 8 | 0 | [6 empty] | 8.2 | 1.5 | 0 | 8 | 12 | 0 | 8.2 | 30 | 0 | 8 | 240 | 0 | 8.2 | 1 | 0 | 8 | 8 | 0 | [12 empty] | 8.2 | 15 | 0 | 8 | 120 | 0 | [12 empty] | 8.2 | 10 | 0 | 8 | 80 | 0 | [6 empty] | 8.2 | 4.5 | 0 | 8 | 36 | 0 | [18 empty] | 8.2 | 4 | 0 | 8 | 32 | 0 | 8.2 | 4 | 0 | 8 | 32 | 0 | [6 empty] | 8.2 | 2 | 0 | 8 | 16 | 0 | [12 empty] | 8.2 | 20 | 0 | 8 | 160 | 0 | [12 empty] | 8.2 | 4.5 | 0 | 8 | 36 | 0 | 8.2 | 3.5 | 0 | 8 | 28 | 0 | [42 empty] | 8.2 | 4 | 0 | 8 | 32 | 0 | [18 empty] | 8.2 | 8 | 0 | 8 | 64 | 0 | [12 empty] | 8.2 | 4 | 0 | 8 | 32 | 0 | 8.2 | 26 | 0 | 8 | 208 | 0 | 8.2 | 2 | 0 | 8 | 16 | 0 | [12 empty] | 8.2 | 15 | 0 | 8 | 120 | 0 | 8.2 | 11 | 0 | 8 | 88 | 0 | [6 empty] | 8.2 | 6 | 0 | 8 | 48 | 0 | [6 empty] | 8.2 | 12 | 0 | 8 | 96 | 0 | [12 empty] | 8.2 | 4 | 0 | 8 | 32 | 0 | [6 empty] | 8.2 | 10 | 0 | 8 | 80 | 0 | 8.2 | 10 | 0 | 8 | 80 | 0 | 8.2 | 5 | 0 | 8 | 40 | 0 | 8.2 | 12 | 0 | 8 | 96 | 0 | 8.2 | 5.5 | 0 | 8 | 44 | 0 | [6 empty] | 8.2 | 11 | 0 | 8 | 88 | 0 | [6 empty] | 8.2 | 8 | 0 | 8 | 64 | 0 | [24 empty] | 8.2 | 4.5 | 0 | 8 | 36 | 0 | [24 empty] | 8.2 | 10 | 0 | 8 | 80 | 0 | 8.2 | 1 | 0 | 8 | 8 | 0 | [24 empty] | 8.2 | 26 | 0 | 8 | 208 | 0 | 8.2 | 30 | 0 | 8 | 240 | 0 | 8.2 | 30 | 0 | 8 | 240 | 0 | 8.2 | 20 | 0 | 8 | 160 | 0 | 8.2 | 20 | 0 | 8 | 160 | 0 | 8.2 | 2 | 0 | 8 | 16 | 0 | 8.2 | 10 | 0 | 8 | 80 | 0 | 8.2 | 2 | 0 | 8 | 16 | 0 | [12 empty] | 8.2 | 20 | 0 | 8 | 160 | 0 | [12 empty] | 8.2 | 14 | 0 | 8 | 112 | 0 | 8.2 | 5 | 0 | 8 | 40 | 0 | 8.2 | 5 | 0 | 8 | 40 | 0 | [6 empty] | 8.2 | 0 | 0 | 8 | 0 | 0 | 8.2 | 0 | 0 | 8 | 0 | 0 | [12 empty] | 8.2 | 1 | 0 | 8 | 8 | 0 | [6 empty] | 8.2 | 0 | 0 | 8 | 0 | 0 | 8.2 | 0 | 0 | 8 | 0 | 0 | 8.2 | 9.5 | 0 | 8 | 76 | 0 | 8.2 | 7 | 0 | 8 | 56 | 0 | 8.2 | 11 | 0 | 8 | 88 | 0 | 8.2 | 5.5 | 0 | 8 | 44 | 0 | [6 empty] | 8.2 | 30 | 0 | 8 | 240 | 0 | [24 empty] | 8.2 | 4 | 0 | 8 | 32 | 0 | [12 empty] | 8.2 | 2 | 0 | 8 | 16 | 0 | [6 empty] | 8.2 | 12 | 0 | 8 | 96 | 0 | 8.2 | 4 | 0 | 8 | 32 | 0 | [12 empty] | 8.2 | 7 | 0 | 8 | 56 | 0 | [6 empty] | 8.2 | 21 | 0 | 8 | 168 | 0 | 8.2 | 18 | 0 | 8 | 144 | 0 | [12 empty] | 8.2 | 2 | 0 | 8 | 16 | 0 | [6 empty] | 8.2 | 4 | 0 | 8 | 32 | 0 | 8.2 | 3 | 0 | 8 | 24 | 0 | 8.2 | 2 | 0 | 8 | 16 | 0 | 8.2 | 18 | 0 | 8 | 144 | 0 | [18 empty] | 8.2 | 18 | 0 | 8 | 144 |  | 8.2 | 12 | 0 | 8 | 96 | 0 | 8.2 | 7 | 0 | 8 | 56 | 0 | 8.2 | 9.5 | 0 | 8 | 76 | 0 | 8.2 | 30 | 0 | 8 | 240 | 0 | 8.2 | 7 | 0 | 8 | 56 | 0 | 8.2 | 3 | 0 | 8 | 24 | 0 | 8.2 | 7.5 | 0 | 8 | 60 | 0 | [12 empty] | 8.2 | 6 | 0 | 8 | 48 | 0 | [6 empty] | 8.2 | 0 | 0 | 8 | 0 | 0
8.3 | Cracks up to 6 mm (1/4") can be treated using mesh or stitching with reinforcing bars. All works must be done according to the instructions and guidance of the supervision team and according to the drawings and specifications. | m.l. | 10 | [72 empty] | 8.3 | 20 | 0 | 10 | 200 | 0 | [48 empty] | 8.3 | 2 | 0 | 10 | 20 | 0 | [12 empty] | 8.3 | 5 | 0 | 10 | 50 | 0 | [12 empty] | 8.3 | 2 | 0 | 10 | 20 | 0 | [228 empty] | 8.3 | 5.5 | 0 | 10 | 55 | 0 | [12 empty] | 8.3 | 16 | 0 | 10 | 160 | 0 | [6 empty] | 8.3 | 7 | 0 | 10 | 70 | 0 | [6 empty] | 8.3 | 4.5 | 0 | 10 | 45 | 0 | [18 empty] | 8.3 | 5.5 | 0 | 10 | 55 | 0 | [36 empty] | 8.3 | 40 | 0 | 10 | 400 | 0 | 8.3 | 5 | 0 | 10 | 50 | 0 | 8.3 | 5 | 0 | 10 | 50 | 0 | 8.3 | 10 | 0 | 10 | 100 | 0 | [6 empty] | 8.3 | 5 | 0 | 10 | 50 | 0 | 8.3 | 5.5 | 0 | 10 | 55 | 0 | [12 empty] | 8.3 | 4.5 | 0 | 10 | 45 | 0 | 8.3 | 5 | 0 | 10 | 50 | 0 | [6 empty] | 8.3 | 5 | 0 | 10 | 50 | 0 | 8.3 | 28 | 0 | 10 | 280 | 0 | [6 empty] | 8.3 | 0 | 0 | 10 | 0 | 0 | 8.3 | 0 | 0 | 10 | 0 | 0 | 8.3 | 24 | 0 | 10 | 240 | 0 | [6 empty] | 8.3 | 0 | 0 | 10 | 0 | 0 | [6 empty] | 8.3 | 0 | 0 | 10 | 0 | 0 | 8.3 | 0 | 0 | 10 | 0 | 0 | 8.3 | 0 | 0 | 10 | 0 | 0 | 8.3 | 0 | 0 | 10 | 0 | 0 | [6 empty] | 8.3 | 16 | 0 | 10 | 160 | 0 | [6 empty] | 8.3 | 15 | 0 | 10 | 150 | 0 | [18 empty] | 8.3 | 25 | 0 | 10 | 250 | 0 | [48 empty] | 8.3 | 35 | 0 | 10 | 350 | 0 | [72 empty] | 8.3 | 10 | 0 | 10 | 100 | 0 | [54 empty] | 8.3 | 10 | 0 | 10 | 100 | 0 | [24 empty] | 8.3 | 0 | 0 | 10 | 0 | 0
9 | Oil Painting (ONE layer ONLY) Provision materials, labors and equipment and all requirements for painting walls, ceilings and any other places defined by the engineer with best quality of emulsion paint to be accepted and approved by the supervisor engineer. The price includes any work required before the painting such as walls repairing and cleaning surfaces from nails, removing all old cracked paint and filling the surface all work done according to instructions of the supervisor engineer | m2 | 4 | [12 empty] | 9 | 12 | 0 | 4 | 48 | 0 | [18 empty] | 9 | 12 | 0 | 4 | 48 | 0 | [12 empty] | 9 | 25 | 0 | 4 | 100 | 0 | [18 empty] | 9 | 12 | 0 | 4 | 48 | 0 | [18 empty] | 9 | 30 | 0 | 4 | 120 | 0 | [24 empty] | 9 | 12 | 0 | 4 | 48 | 0 | [54 empty] | 9 | 202 | 822.1 | 4 | 808 | 0 | [12 empty] | 9 | 24 | 0 | 4 | 96 | 0 | 9 | 12 | 0 | 4 | 48 | 0 | 9 | 24 | 0 | 4 | 96 | 0 | [18 empty] | 9 | 12 | 0 | 4 | 48 | 0 | 9 | 12 | 0 | 4 | 48 | 0 | 9 | 30 | 0 | 4 | 120 | 0 | 9 | 18 | 0 | 4 | 72 | 0 | 9 | 24 | 0 | 4 | 96 | 0 | 9 | 24 | 0 | 4 | 96 | 0 | 9 | 16 | 0 | 4 | 64 | 0 | 9 | 36 | 0 | 4 | 144 | 0 | [12 empty] | 9 | 12 | 0 | 4 | 48 | 0 | 9 | 36 | 0 | 4 | 144 | 0 | 9 | 12 | 0 | 4 | 48 | 0 | 9 | 20 | 0 | 4 | 80 | 0 | [6 empty] | 9 | 24 | 0 | 4 | 96 | 0 | [6 empty] | 9 | 61 | 0 | 4 | 244 | 0 | [114 empty] | 9 | 15 | 0 | 4 | 60 | 0 | [36 empty] | 9 | 15 | 0 | 4 | 60 | 0 | 9 | 15 | 0 | 4 | 60 | 0 | [12 empty] | 9 | 0 | 0 | 4 | 0 | 0 | [12 empty] | 9 | 20 | 0 | 4 | 80 | 0 | [18 empty] | 9 | 12 | 0 | 4 | 48 | 0 | [12 empty] | 9 | 0 | 0 | 4 | 0 | 0 | 9 | 0 | 0 | 4 | 0 | 0 | [12 empty] | 9 | 25 | 0 | 4 | 100 | 0 | [6 empty] | 9 | 0 | 0 | 4 | 0 | 0 | 9 | 0 | 0 | 4 | 0 | 0 | 9 | 0 | 0 | 4 | 0 | 0 | 9 | 0 | 0 | 4 | 0 | 0 | [54 empty] | 9 | 14 | 0 | 4 | 56 | 0 | [6 empty] | 9 | 14 | 0 | 4 | 56 | 0 | [6 empty] | 9 | 14 | 0 | 4 | 56 | 0 | [12 empty] | 9 | 24 | 0 | 4 | 96 | 0 | 9 | 36 | 0 | 4 | 144 | 0 | 9 | 24 | 0 | 4 | 96 | 0 | [6 empty] | 9 | 24 | 0 | 4 | 96 | 0 | [6 empty] | 9 | 36 | 0 | 4 | 144 | 0 | [6 empty] | 9 | 30 | 0 | 4 | 120 | 0 | [18 empty] | 9 | 36 | 0 | 4 | 144 | 0 | [42 empty] | 9 | 30 | 0 | 4 | 120 | 0 | [12 empty] | 9 | 24 | 0 | 4 | 96 | 0 | 9 | 24 | 0 | 4 | 96 | 0 | 9 | 12 | 0 | 4 | 48 | 0 | [12 empty] | 9 | 0 | 0 | 4 | 0 | 0
10.1 | Waterproof Membrane Supply materials, tools and manpower to install waterproof for roof, should be (4mm thickness, 1m width, 10 m length) or equivalent type. First, clean the shell surface by water jet or equivalent equipment. Secondly, drying the surfaces. Then apply the heating and melting method using the Waterproof Membrane. All works must be done according to the instructions and guidance of the supervision team and according to the drawings and specifications. | m2 | 12 | [78 empty] | 10.1 | 130 | 0 | 12 | 1560 | 0 | [150 empty] | 10.1 | 120 | 0 | 12 | 1440 | 0 | [48 empty] | 10.1 | 80 | 0 | 12 | 960 | 0 | [12 empty] | 10.1 | 95 | 0 | 12 | 1140 | 0 | [222 empty] | 10.1 | 0 | 0 | 12 | 0 | 0 | [54 empty] | 10.1 | 0 | 0 | 12 | 0 | 0 | 10.1 | 0 | 0 | 12 | 0 | 0 | [12 empty] | 10.1 | 0 | 0 | 12 | 0 | 0 | [6 empty] | 10.1 | 0 | 0 | 12 | 0 | 0 | 10.1 | 0 | 0 | 12 | 0 | 0 | 10.1 | 0 | 0 | 12 | 0 | 0 | 10.1 | 0 | 0 | 12 | 0 | 0 | [42 empty] | 10.1 | 75 | 0 | 12 | 900 | 0 | [192 empty] | 10.1 | 185 | 0 | 12 | 2220 | 0 | 10.1 | 200 | 0 | 12 | 2400 | 0 | [12 empty] | 10.1 | 0 | 0 | 12 | 0 | 0
10.2 | Waterproof epoxy Supply materials, tools and manpower to install Epoxy for roof cracks. the work includes Cleaning and drying the surface then applying three layers of Epoxy (0.8-1.5) mm. All works must be done according to the instructions and guidance of the supervision team and according to the drawings and specifications | m2 | 9 | [54 empty] | 10.2 | 20 | 0 | 9 | 180 | 0 | [210 empty] | 10.2 | 105 | 0 | 9 | 945 | 0 | [258 empty] | 10.2 | 0 | 0 | 9 | 0 | 0 | [54 empty] | 10.2 | 0 | 0 | 9 | 0 | 0 | 10.2 | 0 | 0 | 9 | 0 | 0 | [12 empty] | 10.2 | 0 | 0 | 9 | 0 | 0 | [6 empty] | 10.2 | 0 | 0 | 9 | 0 | 0 | 10.2 | 0 | 0 | 9 | 0 | 0 | 10.2 | 0 | 0 | 9 | 0 | 0 | 10.2 | 20 | 0 | 9 | 180 | 0 | [78 empty] | 10.2 | 20 | 0 | 9 | 180 | 0 | [180 empty] | 10.2 | 0 | 0 | 9 | 0 | 0
11 | Steel Ladder Supply materials, labor and equipment to install a steel ladder according to drawings and specifications. All works must be done according to the instructions and guidance of the supervision team. | No. | 500 | [18 empty] | 11 | 1 | 0 | 500 | 500 | 0 | [6 empty] | 11 | 1 | 0 | 500 | 500 | 0 | 11 | 1 | 0 | 500 | 500 | 0 | 11 | 1 | 0 | 500 | 500 | 0 | 11 | 1 | 0 | 500 | 500 | 0 | [54 empty] | 11 | 1 | 0 | 500 | 500 | 0 | [156 empty] | 11 | 1 | 0 | 500 | 500 | 0 | [12 empty] | 11 | 1 | 0 | 500 | 500 | 0 | 11 | 1 | 0 | 500 | 500 | 0 | [42 empty] | 11 | 1 | 0 | 500 | 500 | 0 | [6 empty] | 11 | 1 | 0 | 500 | 500 | 0 | [6 empty] | 11 | 1 | 0 | 500 | 500 | 0 | [18 empty] | 11 | 1 | 0 | 500 | 500 | 0 | [84 empty] | 11 | 1 | 0 | 500 | 500 | 0 | [48 empty] | 11 | 0 | 0 | 500 | 0 | 0 | 11 | 1 | 0 | 500 | 500 | 0 | [48 empty] | 11 | 4 | 0 | 500 | 2000 | 0 | 11 | 0 | 0 | 500 | 0 | 0 | [6 empty] | 11 | 1 | 0 | 500 | 500 | 0 | 11 | 0 | 0 | 500 | 0 | 0 | 11 | 1 | 0 | 500 | 500 | 0 | 11 | 0 | 0 | 500 | 0 | 0 | 11 | 0 | 0 | 500 | 0 | 0 | 11 | 0 | 0 | 500 | 0 | 0 | 11 | 0 | 0 | 500 | 0 | 0 | [12 empty] | 11 | 1 | 0 | 500 | 500 | 0 | 11 | 1 | 0 | 500 | 500 | 0 | [12 empty] | 11 | 1 | 0 | 500 | 500 | 0 | [6 empty] | 11 | 1 | 0 | 500 | 500 | 0 | [6 empty] | 11 | 1 | 0 | 500 | 500 | 0 | [24 empty] | 11 | 1 | 0 | 500 | 500 | 0 | [12 empty] | 11 | 0 | 0 | 500 | 0 | 0 | [18 empty] | 11 | 1 | 0 | 500 | 500 | 0 | [6 empty] | 11 | 1 | 0 | 500 | 500 | 0 | [108 empty] | 11 | 1 | 0 | 500 | 500 | 0 | 11 | 0 | 0 | 500 | 0 | 0
12.1 | Steel Supply materials, labor and equipment to install a handrail with steel material and according to drawings and specifications. All works must be done according to the instructions and guidance of the supervision team | m.l. | 50 | 12.1 | 9 | 0 | 50 | 450 | 0 | 12.1 | 9 | 0 | 50 | 450 | 0 | 12.1 | 10 | 0 | 50 | 500 | 0 | [36 empty] | 12.1 | 10 | 0 | 50 | 500 | 0 | 12.1 | 10 | 0 | 50 | 500 | 0 | 12.1 | 8 | 0 | 50 | 400 | 0 | 12.1 | 9 | 0 | 50 | 450 | 0 | 12.1 | 10 | 0 | 50 | 500 | 0 | 12.1 | 8 | 0 | 50 | 400 | 0 | 12.1 | 8 | 0 | 50 | 400 | 0 | 12.1 | 9 | 0 | 50 | 450 | 0 | 12.1 | 11 | 0 | 50 | 550 | 0 | [6 empty] | 12.1 | 11 | 0 | 50 | 550 | 0 | 12.1 | 9 | 0 | 50 | 450 | 0 | [6 empty] | 12.1 | 15 | 0 | 50 | 750 | 0 | 12.1 | 8 | 0 | 50 | 400 | 0 | [12 empty] | 12.1 | 10 | 0 | 50 | 500 | 0 | 12.1 | 10 | 0 | 50 | 500 | 0 | [12 empty] | 12.1 | 12 | 0 | 50 | 600 | 0 | 12.1 | 13 | 0 | 50 | 650 | 0 | 12.1 | 351 | 345.3 | 50 | 17550 | 0 | 12.1 | 12 | 0 | 50 | 600 | 0 | 12.1 | 10 |  | 50 | 500 | 0 | [6 empty] | 12.1 | 15 | 0 | 50 | 750 | 0 | 12.1 | 13 | 0 | 50 | 650 | 0 | 12.1 | 10 | 0 | 50 | 500 | 0 | 12.1 | 13 | 0 | 50 | 650 | 0 | [6 empty] | 12.1 | 12 | 0 | 50 | 600 | 0 | 12.1 | 12 | 0 | 50 | 600 | 0 | 12.1 | 11 | 0 | 50 | 550 | 0 | 12.1 | 10 | 0 | 50 | 500 | 0 | [6 empty] | 12.1 | 13 | 0 | 50 | 650 | 0 | 12.1 | 12 | 0 | 50 | 600 | 0 | [12 empty] | 12.1 | 12 | 0 | 50 | 600 | 0 | 12.1 | 13 | 0 | 50 | 650 | 0 | 12.1 | 14 | 0 | 50 | 700 | 0 | 12.1 | 10 | 0 | 50 | 500 | 0 | 12.1 | 11 | 0 | 50 | 550 | 0 | 12.1 | 10 | 0 | 50 | 500 | 0 | 12.1 | 10 | 0 | 50 | 500 | 0 | [18 empty] | 12.1 | 9 | 0 | 50 | 450 | 0 | [6 empty] | 12.1 | 9 | 0 | 50 | 450 | 0 | 12.1 | 14 | 0 | 50 | 700 | 0 | 12.1 | 11 | 0 | 50 | 550 | 0 | [6 empty] | 12.1 | 16 | 0 | 50 | 800 | 0 | 12.1 | 8 | 0 | 50 | 400 | 0 | 12.1 | 8 | 0 | 50 | 400 | 0 | 12.1 | 8 | 0 | 50 | 400 | 0 | 12.1 | 8 | 0 | 50 | 400 | 0 | 12.1 | 10 | 0 | 50 | 500 | 0 | 12.1 | 9 | 0 | 50 | 450 | 0 | [6 empty] | 12.1 | 8 | 0 | 50 | 400 | 0 | [18 empty] | 12.1 | 8 | 0 | 50 | 400 | 0 | [12 empty] | 12.1 | 8 | 0 | 50 | 400 | 0 | [30 empty] | 12.1 | 9 | 0 | 50 | 450 | 0 | [6 empty] | 12.1 | 8 | 0 | 50 | 400 | 0 | [6 empty] | 12.1 | 8 | 0 | 50 | 400 | 0 | 12.1 | 15 | 0 | 50 | 750 | 0 | 12.1 | 8 | 0 | 50 | 400 | 0 | 12.1 | 8 | 0 | 50 | 400 | 0 | 12.1 | 8 | 0 | 50 | 400 | 0 | 12.1 | 9 | 0 | 50 | 450 | 0 | 12.1 | 10 | 0 | 50 | 500 | 0 | 12.1 | 8 | 0 | 50 | 400 | 0 | 12.1 | 0 | 0 | 50 | 0 | 0 | 12.1 | 0 | 0 | 50 | 0 | 0 | 12.1 | 8 | 0 | 50 | 400 | 0 | [6 empty] | 12.1 | 0 | 0 | 50 | 0 | 0 | [6 empty] | 12.1 | 8 | 0 | 50 | 400 | 0 | 12.1 | 0 | 0 | 50 | 0 | 0 | 12.1 | 8 | 0 | 50 | 400 | 0 | 12.1 | 8 | 0 | 50 | 400 | 0 | [6 empty] | 12.1 | 12 | 0 | 50 | 600 | 0 | [12 empty] | 12.1 | 0 |  | 50 | 0 | 0 | 12.1 | 7.5 | 0 | 50 | 375 | 0 | [6 empty] | 12.1 | 8 | 0 | 50 | 400 | 0 | [18 empty] | 12.1 | 0 |  | 50 | 0 | 0 | 12.1 | 8 | 0 | 50 | 400 | 0 | 12.1 | 10 | 0 | 50 | 500 | 0 | 12.1 | 10 | 0 | 50 | 500 | 0 | [6 empty] | 12.1 | 9 | 0 | 50 | 450 | 0 | 12.1 | 10 | 0 | 50 | 500 | 0 | 12.1 | 11 | 0 | 50 | 550 | 0 | 12.1 | 12 | 0 | 50 | 600 | 0 | [6 empty] | 12.1 | 11 | 0 | 50 | 550 | 0 | [18 empty] | 12.1 | 11 | 0 | 50 | 550 | 0 | 12.1 | 13 | 0 | 50 | 650 | 0 | 12.1 | 11 | 0 | 50 | 550 | 0 | 12.1 | 13 | 0 | 50 | 650 | 0 | [6 empty] | 12.1 | 9 | 0 | 50 | 450 | 0 | 12.1 | 13 | 0 | 50 | 650 | 0 | [6 empty] | 12.1 | 15 | 0 | 50 | 750 | 0 | 12.1 | 11 | 0 | 50 | 550 | 0 | 12.1 | 9 | 0 | 50 | 450 | 0 | [6 empty] | 12.1 | 11 | 0 | 50 | 550 | 0 | 12.1 | 15 | 0 | 50 | 750 | 0 | [6 empty] | 12.1 | 12 | 0 | 50 | 600 | 0 | 12.1 | 10 | 0 | 50 | 500 | 0 | [12 empty] | 12.1 | 0 | 0 | 50 | 0 | 0
12.2 | Aluminum Supply materials, labor and equipment to install a handrail with aluminum material and according to drawings and specifications. All works must be done according to the instructions and guidance of the supervision team. | m.l. | 70 | [144 empty] | 12.2 | 10 | 0 | 70 | 700 | 0 | 12.2 | 9 | 0 | 70 | 630 | 0 | [318 empty] | 12.2 | 8.5 | 0 | 70 | 595 | 0 | [48 empty] | 12.2 | 10 | 0 | 70 | 700 | 0 | 12.2 | 0 | 0 | 70 | 0 | 0 | [54 empty] | 12.2 | 0 | 0 | 70 | 0 | 0 | 12.2 | 0 | 0 | 70 | 0 | 0 | [12 empty] | 12.2 | 9 | 0 | 70 | 630 | 0 | [6 empty] | 12.2 | 0 | 0 | 70 | 0 | 0 | 12.2 | 8.5 | 0 | 70 | 595 | 0 | 12.2 | 0 | 0 | 70 | 0 | 0 | 12.2 | 0 | 0 | 70 | 0 | 0 | [54 empty] | 12.2 | 9 | 0 | 70 | 630 | 0 | [204 empty] | 12.2 | 8.5 | 0 | 70 | 595 | 0
13.1 | PVC Doors Supply materials, labor and equipment to install PVC doors according to drawings and specifications with different dimensions, regarding to the shelter unit, the price includes installing a door frame from same material as well as all required accessories. Doors dimensions to be checked at the site to ensure the frame fits the existing condition. All works must be done according to the instructions and guidance of the supervision team | No. | 100 | 13.1 | 2 | 0 | 100 | 200 | 0 | 13.1 | 2 | 0 | 100 | 200 | 0 | 13.1 | 1 | 0 | 100 | 100 | 0 | 13.1 | 1 | 0 | 100 | 100 | 0 | 13.1 | 1 | 0 | 100 | 100 | 0 | [6 empty] | 13.1 | 1 | 0 | 100 | 100 | 0 | 13.1 | 5 | 0 | 100 | 500 | 0 | 13.1 | 2 | 0 | 100 | 200 | 0 | 13.1 | 2 | 0 | 100 | 200 | 0 | [6 empty] | 13.1 | 2 | 0 | 100 | 200 | 0 | 13.1 | 2 | 0 | 100 | 200 | 0 | 13.1 | 2 | 0 | 100 | 200 | 0 | 13.1 | 1 | 0 | 100 | 100 | 0 | 13.1 | 5 | 0 | 100 | 500 | 0 | 13.1 | 2 | 0 | 100 | 200 | 0 | 13.1 | 2 | 0 | 100 | 200 | 0 | 13.1 | 4 | 0 | 100 | 400 | 0 | [6 empty] | 13.1 | 4 | 0 | 100 | 400 | 0 | 13.1 | 2 | 0 | 100 | 200 | 0 | 13.1 | 2 | 0 | 100 | 200 | 0 | 13.1 | 1 | 0 | 100 | 100 | 0 | 13.1 | 1 | 0 | 100 | 100 | 0 | 13.1 | 4 | 0 | 100 | 400 | 0 | [6 empty] | 13.1 | 1 | 0 | 100 | 100 | 0 | [6 empty] | 13.1 | 1 | 0 | 100 | 100 | 0 | 13.1 | 2 | 0 | 100 | 200 | 0 | 13.1 | 2 | 0 | 100 | 200 | 0 | 13.1 | 2 | 0 | 100 | 200 | 0 | 13.1 | 2 | 0 | 100 | 200 | 0 | 13.1 | 2 | 0 | 100 | 200 | 0 | 13.1 | 2 | 0 | 100 | 200 | 0 | [6 empty] | 13.1 | 2 | 0 | 100 | 200 | 0 | [6 empty] | 13.1 | 2 | 0 | 100 | 200 | 0 | [6 empty] | 13.1 | 2 | 0 | 100 | 200 | 0 | 13.1 | 3 | 0 | 100 | 300 | 0 | 13.1 | 1 | 0 | 100 | 100 | 0 | 13.1 | 3 | 0 | 100 | 300 | 0 | 13.1 | 2 | 0 | 100 | 200 | 0 | [6 empty] | 13.1 | 2 | 0 | 100 | 200 | 0 | 13.1 | 1 | 0 | 100 | 100 | 0 | [6 empty] | 13.1 | 2 | 0 | 100 | 200 | 0 | [6 empty] | 13.1 | 1 | 0 | 100 | 100 | 0 | 13.1 | 1 | 0 | 100 | 100 | 0 | 13.1 | 3 | 0 | 100 | 300 | 0 | [6 empty] | 13.1 | 2 | 0 | 100 | 200 | 0 | [6 empty] | 13.1 | 3 | 0 | 100 | 300 | 0 | [6 empty] | 13.1 | 2 | 0 | 100 | 200 | 0 | 13.1 | 2 | 0 | 100 | 200 | 0 | 13.1 | 2 | 0 | 100 | 200 | 0 | 13.1 | 2 | 0 | 100 | 200 | 0 | 13.1 | 1 | 0 | 100 | 100 | 0 | [6 empty] | 13.1 | 1 | 0 | 100 | 100 | 0 | 13.1 | 1 | 0 | 100 | 100 | 0 | 13.1 | 2 | 0 | 100 | 200 | 0 | 13.1 | 2 | 0 | 100 | 200 | 0 | 13.1 | 3 | 0 | 100 | 300 | 0 | 13.1 | 2 | 0 | 100 | 200 | 0 | 13.1 | 1 | 0 | 100 | 100 | 0 | 13.1 | 2 | 0 | 100 | 200 | 0 | [6 empty] | 13.1 | 2 | 0 | 100 | 200 | 0 | 13.1 | 2 | 0 | 100 | 200 | 0 | 13.1 | 2 | 0 | 100 | 200 | 0 | 13.1 | 2 | 0 | 100 | 200 | 0 | 13.1 | 2 | 0 | 100 | 200 | 0 | [6 empty] | 13.1 | 2 | 0 | 100 | 200 | 0 | 13.1 | 3 | 0 | 100 | 300 | 0 | 13.1 | 2 | 0 | 100 | 200 | 0 | 13.1 | 1 | 0 | 100 | 100 | 0 | 13.1 | 4 | 0 | 100 | 400 | 0 | 13.1 | 4 | 0 | 100 | 400 | 0 | 13.1 | 2 | 0 | 100 | 200 | 0 | 13.1 | 1 | 0 | 100 | 100 | 0 | 13.1 | 1 | 0 | 100 | 100 | 0 | 13.1 | 2 | 0 | 100 | 200 | 0 | 13.1 | 2 | 0 | 100 | 200 | 0 | 13.1 | 2 | 0 | 100 | 200 | 0 | 13.1 | 2 | 0 | 100 | 200 | 0 | 13.1 | 2 | 0 | 100 | 200 | 0 | 13.1 | 2 | 0 | 100 | 200 | 0 | 13.1 | 2 | 0 | 100 | 200 | 0 | 13.1 | 1 | 0 | 100 | 100 | 0 | 13.1 | 2 | 0 | 100 | 200 | 0 | 13.1 | 2 | 0 | 100 | 200 | 0 | 13.1 | 0 | 0 | 100 | 0 | 0 | 13.1 | 3 | 0 | 100 | 300 | 0 | 13.1 | 2 | 0 | 100 | 200 | 0 | 13.1 | 0 | 0 | 100 | 0 | 0 | [6 empty] | 13.1 | 2 | 0 | 100 | 200 | 0 | 13.1 | 1 | 0 | 100 | 100 | 0 | 13.1 | 1 | 0 | 100 | 100 | 0 | 13.1 | 2 | 0 | 100 | 200 | 0 | 13.1 | 2 | 0 | 100 | 200 | 0 | 13.1 | 2 | 0 | 100 | 200 | 0 | 13.1 | 2 | 0 | 100 | 200 | 0 | 13.1 | 3 | 0 | 100 | 300 | 0 | 13.1 | 1 | 0 | 100 | 100 | 0 | 13.1 | 2 | 0 | 100 | 200 | 0 | 13.1 | 4 | 0 | 100 | 400 | 0 | [6 empty] | 13.1 | 1 | 0 | 100 | 100 | 0 | 13.1 | 1 | 0 | 100 | 100 | 0 | [12 empty] | 13.1 | 2 | 0 | 100 | 200 | 0 | 13.1 | 4 | 0 | 100 | 400 | 0 | 13.1 | 3 | 0 | 100 | 300 | 0 | 13.1 | 2 | 0 | 100 | 200 | 0 | 13.1 | 2 | 0 | 100 | 200 | 0 | 13.1 | 2 | 0 | 100 | 200 | 0 | 13.1 | 2 | 0 | 100 | 200 | 0 | 13.1 | 2 | 0 | 100 | 200 | 0 | 13.1 | 2 | 0 | 100 | 200 | 0 | 13.1 | 2 | 0 | 100 | 200 | 0 | [6 empty] | 13.1 | 1 | 0 | 100 | 100 | 0 | 13.1 | 2 | 0 | 100 | 200 | 0 | [6 empty] | 13.1 | 2 | 0 | 100 | 200 | 0 | 13.1 | 3 | 0 | 100 | 300 | 0 | 13.1 | 2 | 0 | 100 | 200 | 0 | 13.1 | 4 | 0 | 100 | 400 | 0 | 13.1 | 3 | 0 | 100 | 300 | 0 | 13.1 | 1 | 0 | 100 | 100 | 0 | 13.1 | 2 | 0 | 100 | 200 | 0 | 13.1 | 1 | 0 | 100 | 100 | 0 | 13.1 | 1 | 0 | 100 | 100 | 0 | 13.1 | 3 | 0 | 100 | 300 | 0 | 13.1 | 2 | 0 | 100 | 200 | 0 | 13.1 | 2 | 0 | 100 | 200 | 0 | 13.1 | 1 | 0 | 100 | 100 | 0 | 13.1 | 3 | 0 | 100 | 300 | 0 | 13.1 | 2 | 0 | 100 | 200 | 0 | 13.1 | 1 | 0 | 100 | 100 | 0 | 13.1 | 1 | 0 | 100 | 100 | 0 | [6 empty] | 13.1 | 1 | 0 | 100 | 100 | 0
13.2 | Steel Doors Supply materials, labor and equipment to install steel doors according to drawings and specifications with different dimensions, regarding to the shelter unit, the price includes installing a door frame from same material as well as all required accessories. Doors dimensions to be checked at the site to ensure the frame fits the existing condition. All works must be done according to the instructions and guidance of the supervision team | No. | 120 | 13.2 | 2 | 0 | 120 | 240 | 0 | 13.2 | 3 | 0 | 120 | 360 | 0 | 13.2 | 2 | 0 | 120 | 240 | 0 | 13.2 | 3 | 0 | 120 | 360 | 0 | 13.2 | 3 | 0 | 120 | 360 | 0 | 13.2 | 5 | 0 | 120 | 600 | 0 | 13.2 | 3 | 0 | 120 | 360 | 0 | 13.2 | 1 | 0 | 120 | 120 | 0 | [6 empty] | 13.2 | 1 | 0 | 120 | 120 | 0 | [6 empty] | 13.2 | 5 | 0 | 120 | 600 | 0 | 13.2 | 2 | 0 | 120 | 240 | 0 | 13.2 | 1 | 0 | 120 | 120 | 0 | 13.2 | 3 | 0 | 120 | 360 | 0 | 13.2 | 2 | 0 | 120 | 240 | 0 | 13.2 | 3 | 0 | 120 | 360 | 0 | 13.2 | 2 | 0 | 120 | 240 | 0 | 13.2 | 3 | 0 | 120 | 360 | 0 | 13.2 | 5 | 0 | 120 | 600 | 0 | [6 empty] | 13.2 | 2 | 0 | 120 | 240 | 0 | 13.2 | 1 | 0 | 120 | 120 | 0 | 13.2 | 3 | 0 | 120 | 360 | 0 | 13.2 | 1 | 0 | 120 | 120 | 0 | 13.2 | 2 | 0 | 120 | 240 | 0 | 13.2 | 4 | 0 | 120 | 480 | 0 | 13.2 | 1 | 0 | 120 | 120 | 0 | 13.2 | 2 | 0 | 120 | 240 | 0 | 13.2 | 2 | 0 | 120 | 240 | 0 | [6 empty] | 13.2 | 1 | 0 | 120 | 120 | 0 | 13.2 | 164 | 197.15 | 120 | 19680 | 0 | 13.2 | 4 | 0 | 120 | 480 | 0 | 13.2 | 1 | 0 | 120 | 120 | 0 | 13.2 | 1 | 0 | 120 | 120 | 0 | 13.2 | 3 | 0 | 120 | 360 | 0 | 13.2 | 2 | 0 | 120 | 240 | 0 | 13.2 | 7 | 0 | 120 | 840 | 0 | 13.2 | 2 | 0 | 120 | 240 | 0 | 13.2 | 5 | 0 | 120 | 600 | 0 | 13.2 | 2 | 0 | 120 | 240 | 0 | [6 empty] | 13.2 | 1 | 0 | 120 | 120 | 0 | 13.2 | 3 | 0 | 120 | 360 | 0 | 13.2 | 2 | 0 | 120 | 240 | 0 | [6 empty] | 13.2 | 1 | 0 | 120 | 120 | 0 | 13.2 | 4 | 0 | 120 | 480 | 0 | 13.2 | 6 | 0 | 120 | 720 | 0 | 13.2 | 1 | 0 | 120 | 120 | 0 | [6 empty] | 13.2 | 2 | 0 | 120 | 240 | 0 | 13.2 | 1 | 0 | 120 | 120 | 0 | [6 empty] | 13.2 | 1 | 0 | 120 | 120 | 0 | 13.2 | 2 | 0 | 120 | 240 | 0 | 13.2 | 2 | 0 | 120 | 240 | 0 | 13.2 | 1 | 0 | 120 | 120 | 0 | 13.2 | 5 | 0 | 120 | 600 | 0 | 13.2 | 4 | 0 | 120 | 480 | 0 | 13.2 | 3 | 0 | 120 | 360 | 0 | 13.2 | 2 | 0 | 120 | 240 | 0 | 13.2 | 3 | 0 | 120 | 360 | 0 | 13.2 | 5 | 0 | 120 | 600 | 0 | 13.2 | 4 | 0 | 120 | 480 | 0 | 13.2 | 1 | 0 | 120 | 120 | 0 | 13.2 | 1 | 0 | 120 | 120 | 0 | 13.2 | 2 | 0 | 120 | 240 | 0 | 13.2 | 6 | 0 | 120 | 720 | 0 | 13.2 | 1 | 0 | 120 | 120 | 0 | 13.2 | 4 | 0 | 120 | 480 | 0 | 13.2 | 1 | 0 | 120 | 120 | 0 | 13.2 | 1 | 0 | 120 | 120 | 0 | 13.2 | 4 | 0 | 120 | 480 | 0 | 13.2 | 2 | 0 | 120 | 240 | 0 | 13.2 | 2 | 0 | 120 | 240 | 0 | 13.2 | 5 | 0 | 120 | 600 | 0 | 13.2 | 3 | 0 | 120 | 360 | 0 | 13.2 | 2 | 0 | 120 | 240 | 0 | 13.2 | 2 | 0 | 120 | 240 | 0 | 13.2 | 3 | 0 | 120 | 360 | 0 | 13.2 | 4 | 0 | 120 | 480 | 0 | 13.2 | 2 | 0 | 120 | 240 | 0 | 13.2 | 2 | 0 | 120 | 240 | 0 | 13.2 | 3 | 0 | 120 | 360 | 0 | 13.2 | 3 | 0 | 120 | 360 | 0 | 13.2 | 1 | 0 | 120 | 120 | 0 | 13.2 | 3 | 0 | 120 | 360 | 0 | 13.2 | 1 | 0 | 120 | 120 | 0 | 13.2 | 1 | 0 | 120 | 120 | 0 | 13.2 | 3 | 0 | 120 | 360 | 0 | 13.2 | 1 | 0 | 120 | 120 | 0 | 13.2 | 4 | 0 | 120 | 480 | 0 | 13.2 | 4 | 0 | 120 | 480 | 0 | 13.2 | 1 | 0 | 120 | 120 | 0 | 13.2 | 2 | 0 | 120 | 240 | 0 | 13.2 | 2 | 0 | 120 | 240 | 0 | 13.2 | 2 | 0 | 120 | 240 | 0 | 13.2 | 4 | 0 | 120 | 480 | 0 | 13.2 | 3 | 0 | 120 | 360 | 0 | 13.2 | 2 | 0 | 120 | 240 | 0 | 13.2 | 3 | 0 | 120 | 360 | 0 | 13.2 | 2 | 0 | 120 | 240 | 0 | 13.2 | 4 | 0 | 120 | 480 | 0 | 13.2 | 3 | 0 | 120 | 360 | 0 | 13.2 | 1 | 0 | 120 | 120 | 0 | 13.2 | 2 | 0 | 120 | 240 | 0 | 13.2 | 0 | 0 | 120 | 0 | 0 | 13.2 | 2 | 0 | 120 | 240 | 0 | 13.2 | 3 | 0 | 120 | 360 | 0 | 13.2 | 2 | 0 | 120 | 240 | 0 | 13.2 | 3 | 0 | 120 | 360 | 0 | 13.2 | 1 | 0 | 120 | 120 | 0 | 13.2 | 4 | 0 | 120 | 480 | 0 | 13.2 | 1 | 0 | 120 | 120 | 0 | [6 empty] | 13.2 | 3 | 0 | 120 | 360 | 0 | [6 empty] | 13.2 | 3 | 0 | 120 | 360 | 0 | 13.2 | 1 | 0 | 120 | 120 | 0 | 13.2 | 5 | 0 | 120 | 600 | 0 | 13.2 | 2 | 0 | 120 | 240 | 0 | 13.2 | 5 | 0 | 120 | 600 | 0 | 13.2 | 3 | 0 | 120 | 360 | 0 | 13.2 | 2 | 0 | 120 | 240 | 0 | 13.2 | 3 | 0 | 120 | 360 | 0 | [6 empty] | 13.2 | 2 | 0 | 120 | 240 | 0 | 13.2 | 5 | 0 | 120 | 600 | 0 | 13.2 | 3 | 0 | 120 | 360 | 0 | 13.2 | 3 | 0 | 120 | 360 | 0 | 13.2 | 3 | 0 | 120 | 360 | 0 | 13.2 | 2 | 0 | 120 | 240 | 0 | 13.2 | 4 | 0 | 120 | 480 | 0 | 13.2 | 1 | 0 | 120 | 120 | 0 | 13.2 | 3 | 0 | 120 | 360 | 0 | 13.2 | 1 | 0 | 120 | 120 | 0 | 13.2 | 2 | 0 | 120 | 240 | 0 | 13.2 | 1 | 0 | 120 | 120 | 0 | 13.2 | 4 | 0 | 120 | 480 | 0 | 13.2 | 2 | 0 | 120 | 240 | 0 | 13.2 | 5 | 0 | 120 | 600 | 0 | 13.2 | 2 | 0 | 120 | 240 | 0 | [6 empty] | 13.2 | 2 | 0 | 120 | 240 | 0 | 13.2 | 6 | 0 | 120 | 720 | 0 | 13.2 | 4 | 0 | 120 | 480 | 0 | 13.2 | 4 | 0 | 120 | 480 | 0 | 13.2 | 1 | 0 | 120 | 120 | 0 | [6 empty] | 13.2 | 2 | 0 | 120 | 240 | 0 | 13.2 | 4 | 0 | 120 | 480 | 0 | 13.2 | 1 | 0 | 120 | 120 | 0
13.3 | Wood Doors Supply materials, labor and equipment to install wooden doors according to drawings and specifications with different dimensions. The door dimensions should be regarding to the shelter unit, the price includes installing a door frame from same material as well as all required accessories. Doors dimensions to be checked at the site to ensure the frame fits the existing condition. All works must be done according to the instructions and guidance of the supervision team. | No. | 160 | [6 empty] | 13.3 | 2 | 0 | 160 | 320 | 0 | [48 empty] | 13.3 | 1 | 0 | 160 | 160 | 0 | [72 empty] | 13.3 | 1 | 0 | 160 | 160 | 0 | [54 empty] | 13.3 | 1 | 0 | 160 | 160 | 0 | [12 empty] | 13.3 | 1 | 0 | 160 | 160 | 0 | [36 empty] | 13.3 | 1 | 0 | 160 | 160 | 0 | [6 empty] | 13.3 | 1 | 0 | 160 | 160 | 0 | [42 empty] | 13.3 | 1 | 0 | 160 | 160 | 0 | [6 empty] | 13.3 | 2 | 0 | 160 | 320 | 0 | 13.3 | 1 | 0 | 160 | 160 | 0 | [42 empty] | 13.3 | 1 | 0 | 160 | 160 | 0 | [18 empty] | 13.3 | 3 | 0 | 160 | 480 | 0 | [72 empty] | 13.3 | 2 | 0 | 160 | 320 | 0 | [42 empty] | 13.3 | 0 | 0 | 160 | 0 | 0 | [6 empty] | 13.3 | 2 | 0 | 160 | 320 | 0 | [30 empty] | 13.3 | 1 | 0 | 160 | 160 | 0 | [12 empty] | 13.3 | 1 | 0 | 160 | 160 | 0 | [6 empty] | 13.3 | 2 | 0 | 160 | 320 | 0 | 13.3 | 0 | 0 | 160 | 0 | 0 | [6 empty] | 13.3 | 0 | 0 | 160 | 0 | 0 | 13.3 | 0 | 0 | 160 | 0 | 0 | 13.3 | 0 | 0 | 160 | 0 | 0 | 13.3 | 0 | 0 | 160 | 0 | 0 | [42 empty] | 13.3 | 1 | 0 | 160 | 160 | 0 | [30 empty] | 13.3 | 1 | 0 | 160 | 160 | 0 | [12 empty] | 13.3 | 3 | 0 | 160 | 480 | 0 | [66 empty] | 13.3 | 2 | 0 | 160 | 320 | 0 | [18 empty] | 13.3 | 3 | 0 | 160 | 480 | 0 | [18 empty] | 13.3 | 3 | 0 | 160 | 480 | 0 | [18 empty] | 13.3 | 2 | 0 | 160 | 320 | 0 | [6 empty] | 13.3 | 6 | 0 | 160 | 960 | 0 | [6 empty] | 13.3 | 0 | 0 | 160 | 0 | 0
14.1 | PVC Windows Supply materials, labor and equipment to install PVC windows according to drawings and specifications, the price includes installing all required accessories. Windows dimensions to be checked at the site to ensure the frame fits the existing condition. All works must be done according to the instructions and guidance of the supervision team | m2 | 80 | 14.1 | 0.75 | 0 | 80 | 60 | 0 | 14.1 | 0.75 | 0 | 80 | 60 | 0 | 14.1 | 0.75 | 0 | 80 | 60 | 0 | 14.1 | 0.75 | 0 | 80 | 60 | 0 | 14.1 | 0.75 | 0 | 80 | 60 | 0 | 14.1 | 3.75 | 0 | 80 | 300 | 0 | 14.1 | 0.75 | 0 | 80 | 60 | 0 | 14.1 | 0.75 | 0 | 80 | 60 | 0 | 14.1 | 0.5 | 0 | 80 | 40 | 0 | 14.1 | 0.75 | 0 | 80 | 60 | 0 | 14.1 | 0.75 | 0 | 80 | 60 | 0 | 14.1 | 4.75 | 0 | 80 | 380 | 0 | 14.1 | 0.75 | 0 | 80 | 60 | 0 | 14.1 | 0.5 | 0 | 80 | 40 | 0 | 14.1 | 0.75 | 0 | 80 | 60 | 0 | 14.1 | 0.75 | 0 | 80 | 60 | 0 | 14.1 | 0.75 | 0 | 80 | 60 | 0 | 14.1 | 0.75 | 0 | 80 | 60 | 0 | 14.1 | 0.75 | 0 | 80 | 60 | 0 | 14.1 | 0.75 | 0 | 80 | 60 | 0 | 14.1 | 0.75 | 0 | 80 | 60 | 0 | 14.1 | 0.75 | 0 | 80 | 60 | 0 | 14.1 | 0.75 | 0 | 80 | 60 | 0 | 14.1 | 0.75 | 0 | 80 | 60 | 0 | 14.1 | 0.75 | 0 | 80 | 60 | 0 | 14.1 | 0.75 | 0 | 80 | 60 | 0 | 14.1 | 0.75 | 0 | 80 | 60 | 0 | 14.1 | 0.25 | 0 | 80 | 20 | 0 | 14.1 | 0.75 | 0 | 80 | 60 | 0 | 14.1 | 0.5 | 0 | 80 | 40 | 0 | 14.1 | 0.75 | 0 | 80 | 60 | 0 | 14.1 | 1 | 0 | 80 | 80 | 0 | 14.1 | 158 | 221.1 | 80 | 12640 | 0 | 14.1 | 0.75 | 0 | 80 | 60 | 0 | 14.1 | 1.75 | 0 | 80 | 140 | 0 | 14.1 | 0.52 | 0 | 80 | 41.6 | 0 | 14.1 | 0.52 | 0 | 80 | 41.6 | 0 | 14.1 | 0.52 | 0 | 80 | 41.6 | 0 | 14.1 | 0.75 | 0 | 80 | 60 | 0 | 14.1 | 0.75 | 0 | 80 | 60 | 0 | 14.1 | 0.75 | 0 | 80 | 60 | 0 | 14.1 | 0.75 | 0 | 80 | 60 | 0 | 14.1 | 0.52 | 0 | 80 | 41.6 | 0 | 14.1 | 0.75 | 0 | 80 | 60 | 0 | 14.1 | 1.52 | 0 | 80 | 121.6 | 0 | 14.1 | 0.75 | 0 | 80 | 60 | 0 | 14.1 | 0.52 | 0 | 80 | 41.6 | 0 | [6 empty] | 14.1 | 0.75 | 0 | 80 | 60 | 0 | 14.1 | 0.75 | 0 | 80 | 60 | 0 | 14.1 | 1.75 | 0 | 80 | 140 | 0 | 14.1 | 0.75 | 0 | 80 | 60 | 0 | 14.1 | 0.75 | 0 | 80 | 60 | 0 | 14.1 | 0.75 | 0 | 80 | 60 | 0 | 14.1 | 0.75 | 0 | 80 | 60 | 0 | 14.1 | 0.75 | 0 | 80 | 60 | 0 | 14.1 | 0.75 | 0 | 80 | 60 | 0 | 14.1 | 0.5 | 0 | 80 | 40 | 0 | 14.1 | 2.75 | 0 | 80 | 220 | 0 | 14.1 | 0.75 | 0 | 80 | 60 | 0 | 14.1 | 0.75 | 0 | 80 | 60 | 0 | 14.1 | 0.72 | 0 | 80 | 57.6 | 0 | 14.1 | 0.75 | 0 | 80 | 60 | 0 | 14.1 | 0.52 | 0 | 80 | 41.6 | 0 | 14.1 | 0.52 | 0 | 80 | 41.6 | 0 | 14.1 | 0.75 | 0 | 80 | 60 | 0 | 14.1 | 1 | 0 | 80 | 80 | 0 | 14.1 | 0.75 | 0 | 80 | 60 | 0 | 14.1 | 0.75 | 0 | 80 | 60 | 0 | 14.1 | 0.75 | 0 | 80 | 60 | 0 | 14.1 | 0.75 | 0 | 80 | 60 | 0 | 14.1 | 0.75 | 0 | 80 | 60 | 0 | 14.1 | 0.75 | 0 | 80 | 60 | 0 | 14.1 | 0.75 | 0 | 80 | 60 | 0 | 14.1 | 0.75 | 0 | 80 | 60 | 0 | 14.1 | 0.75 | 0 | 80 | 60 | 0 | 14.1 | 0.75 | 0 | 80 | 60 | 0 | 14.1 | 0.75 | 0 | 80 | 60 | 0 | 14.1 | 0.75 | 0 | 80 | 60 | 0 | 14.1 | 0.75 | 0 | 80 | 60 | 0 | 14.1 | 0.75 | 0 | 80 | 60 | 0 | 14.1 | 0.75 | 0 | 80 | 60 | 0 | 14.1 | 1.75 | 0 | 80 | 140 | 0 | 14.1 | 0.75 | 0 | 80 | 60 | 0 | 14.1 | 0.75 | 0 | 80 | 60 | 0 | 14.1 | 0.75 | 0 | 80 | 60 | 0 | 14.1 | 0.75 | 0 | 80 | 60 | 0 | 14.1 | 0.75 | 0 | 80 | 60 | 0 | 14.1 | 0.75 | 0 | 80 | 60 | 0 | 14.1 | 0.75 | 0 | 80 | 60 | 0 | 14.1 | 0.75 | 0 | 80 | 60 | 0 | 14.1 | 0.75 | 0 | 80 | 60 | 0 | 14.1 | 0.75 | 0 | 80 | 60 | 0 | 14.1 | 3.75 | 0 | 80 | 300 | 0 | 14.1 | 0.75 | 0 | 80 | 60 | 0 | 14.1 | 0.75 | 0 | 80 | 60 | 0 | 14.1 | 0.5 | 0 | 80 | 40 | 0 | 14.1 | 0.75 | 0 | 80 | 60 | 0 | 14.1 | 0.75 | 0 | 80 | 60 | 0 | 14.1 | 0.75 | 0 | 80 | 60 | 0 | 14.1 | 0.75 | 0 | 80 | 60 | 0 | 14.1 | 0.75 | 0 | 80 | 60 | 0 | 14.1 | 0.75 | 0 | 80 | 60 | 0 | 14.1 | 0.75 | 0 | 80 | 60 | 0 | 14.1 | 0.75 | 0 | 80 | 60 | 0 | 14.1 | 0.75 | 0 | 80 | 60 | 0 | 14.1 | 0.75 | 0 | 80 | 60 | 0 | 14.1 | 0.75 | 0 | 80 | 60 | 0 | 14.1 | 0.75 | 0 | 80 | 60 | 0 | 14.1 | 0.75 | 0 | 80 | 60 | 0 | 14.1 | 0.75 | 0 | 80 | 60 | 0 | 14.1 | 0.75 | 0 | 80 | 60 | 0 | 14.1 | 0.75 | 0 | 80 | 60 | 0 | 14.1 | 0.75 | 0 | 80 | 60 | 0 | 14.1 | 0.75 | 0 | 80 | 60 | 0 | 14.1 | 0.75 | 0 | 80 | 60 | 0 | 14.1 | 0.75 | 0 | 80 | 60 | 0 | 14.1 | 0.5 | 0 | 80 | 40 | 0 | 14.1 | 0.75 | 0 | 80 | 60 | 0 | 14.1 | 0.75 | 0 | 80 | 60 | 0 | 14.1 | 0.75 | 0 | 80 | 60 | 0 | 14.1 | 0.75 | 0 | 80 | 60 | 0 | 14.1 | 2.75 | 0 | 80 | 220 | 0 | 14.1 | 0.75 | 0 | 80 | 60 | 0 | 14.1 | 0.75 | 0 | 80 | 60 | 0 | 14.1 | 1.52 | 0 | 80 | 121.6 | 0 | 14.1 | 0.52 | 0 | 80 | 41.6 | 0 | 14.1 | 0.52 | 0 | 80 | 41.6 | 0 | 14.1 | 0.52 | 0 | 80 | 41.6 | 0 | 14.1 | 1.51 | 0 | 80 | 120.8 | 0 | 14.1 | 0.52 | 0 | 80 | 41.6 | 0 | 14.1 | 0.5 | 0 | 80 | 40 | 0 | 14.1 | 1 | 0 | 80 | 80 | 0 | 14.1 | 0.75 | 0 | 80 | 60 | 0 | 14.1 | 0.75 | 0 | 80 | 60 | 0 | 14.1 | 3.75 | 0 | 80 | 300 | 0 | 14.1 | 0.75 | 0 | 80 | 60 | 0 | 14.1 | 1.52 | 0 | 80 | 121.6 | 0 | 14.1 | 0.48 | 0 | 80 | 38.4 | 0 | 14.1 | 0.52 | 0 | 80 | 41.6 | 0 | 14.1 | 1.52 | 0 | 80 | 121.6 | 0 | 14.1 | 0.52 | 0 | 80 | 41.6 | 0 | 14.1 | 0.16 | 0 | 80 | 12.8 | 0 | 14.1 | 0.52 | 0 | 80 | 41.6 | 0 | 14.1 | 0.52 | 0 | 80 | 41.6 | 0 | 14.1 | 0.52 | 0 | 80 | 41.6 | 0 | 14.1 | 1.16 | 0 | 80 | 92.8 | 0 | 14.1 | 0.52 | 0 | 80 | 41.6 | 0 | 14.1 | 0.75 | 0 | 80 | 60 | 0 | 14.1 | 1.52 | 0 | 80 | 121.6 | 0 | 14.1 | 0.75 | 0 | 80 | 60 | 0 | 14.1 | 1.75 | 0 | 80 | 140 | 0 | 14.1 | 0.75 | 0 | 80 | 60 | 0 | 14.1 | 0.75 | 0 | 80 | 60 | 0
14.2 | Steel Windows Supply materials, labor and equipment to install steel windows according to drawings and specifications, the price includes installing all required and glass accessories. Windows dimensions to be checked at the site to ensure the frame fits the existing condition. All works must be done according to the instructions and guidance of the supervision team | m2 | 70 | [18 empty] | 14.2 | 2 | 0 | 70 | 140 | 0 | [48 empty] | 14.2 | 3 | 0 | 70 | 210 | 0 | [60 empty] | 14.2 | 6 | 0 | 70 | 420 | 0 | [24 empty] | 14.2 | 1.5 | 0 | 70 | 105 | 0 | 14.2 | 1 | 0 | 70 | 70 | 0 | [6 empty] | 14.2 | 2 | 0 | 70 | 140 | 0 | [6 empty] | 14.2 | 1 | 0 | 70 | 70 | 0 | [24 empty] | 14.2 | 2 | 0 | 70 | 140 | 0 | [48 empty] | 14.2 | 2 | 0 | 70 | 140 | 0 | [24 empty] | 14.2 | 2 | 0 | 70 | 140 | 0 | [30 empty] | 14.2 | 3 | 0 | 70 | 210 | 0 | 14.2 | 3 | 0 | 70 | 210 | 0 | 14.2 | 3 | 0 | 70 | 210 | 0 | 14.2 | 4.5 | 0 | 70 | 315 | 0 | [6 empty] | 14.2 | 1 | 0 | 70 | 70 | 0 | [6 empty] | 14.2 | 4.5 | 0 | 70 | 315 | 0 | [12 empty] | 14.2 | 3 | 0 | 70 | 210 | 0 | 14.2 | 10 | 0 | 70 | 700 | 0 | 14.2 | 2 | 0 | 70 | 140 | 0 | [6 empty] | 14.2 | 2.5 | 0 | 70 | 175 | 0 | 14.2 | 2 | 0 | 70 | 140 | 0 | 14.2 | 4 | 0 | 70 | 280 | 0 | 14.2 | 2 | 0 | 70 | 140 | 0 | 14.2 | 2 | 0 | 70 | 140 | 0 | 14.2 | 2 | 0 | 70 | 140 | 0 | 14.2 | 3 | 0 | 70 | 210 | 0 | 14.2 | 2 | 0 | 70 | 140 | 0 | [6 empty] | 14.2 | 10 | 0 | 70 | 700 | 0 | [6 empty] | 14.2 | 3 | 0 | 70 | 210 | 0 | [6 empty] | 14.2 | 5 | 0 | 70 | 350 | 0 | 14.2 | 5 | 0 | 70 | 350 | 0 | [12 empty] | 14.2 | 0 | 0 | 70 | 0 | 0 | 14.2 | 2 | 0 | 70 | 140 | 0 | 14.2 | 12 | 0 | 70 | 840 | 0 | [12 empty] | 14.2 | 2 | 0 | 70 | 140 | 0 | 14.2 | 2 | 0 | 70 | 140 | 0 | [18 empty] | 14.2 | 4 | 0 | 70 | 280 | 0 | 14.2 | 6 | 0 | 70 | 420 | 0 | [6 empty] | 14.2 | 2.25 | 0 | 70 | 157.5 | 0 | 14.2 | 3 | 0 | 70 | 210 | 0 | 14.2 | 8 | 0 | 70 | 560 | 0 | 14.2 | 2 | 0 | 70 | 140 | 0 | 14.2 | 3 | 0 | 70 | 210 | 0 | 14.2 | 2 | 0 | 70 | 140 | 0 | 14.2 | 0 | 0 | 70 | 0 | 0 | [6 empty] | 14.2 | 3 | 0 | 70 | 210 | 0 | 14.2 | 4 | 0 | 70 | 280 | 0 | 14.2 | 3 | 0 | 70 | 210 | 0 | 14.2 | 3 | 0 | 70 | 210 | 0 | 14.2 | 3.5 | 0 | 70 | 245 | 0 | [6 empty] | 14.2 | 9 | 0 | 70 | 630 | 0 | [6 empty] | 14.2 | 3 | 0 | 70 | 210 | 0 | 14.2 | 6 | 0 | 70 | 420 | 0 | 14.2 | 3 | 0 | 70 | 210 | 0 | 14.2 | 3 | 0 | 70 | 210 | 0 | 14.2 | 3 | 0 | 70 | 210 | 0 | 14.2 | 4 | 0 | 70 | 280 | 0 | [12 empty] | 14.2 | 2 | 0 | 70 | 140 | 0 | [42 empty] | 14.2 | 2 | 0 | 70 | 140 | 0 | [6 empty] | 14.2 | 1 | 0 | 70 | 70 | 0 | [18 empty] | 14.2 | 2 | 0 | 70 | 140 | 0 | 14.2 | 1.5 | 0 | 70 | 105 | 0 | 14.2 | 2 | 0 | 70 | 140 | 0 | [6 empty] | 14.2 | 2 | 0 | 70 | 140 | 0 | [6 empty] | 14.2 | 2 | 0 | 70 | 140 | 0 | 14.2 | 2 | 0 | 70 | 140 | 0 | 14.2 | 2 | 0 | 70 | 140 | 0 | [12 empty] | 14.2 | 4 | 0 | 70 | 280 | 0 | 14.2 | 2 | 0 | 70 | 140 | 0 | 14.2 | 3 | 0 | 70 | 210 | 0
15 | Glass Supply materials, labor and equipment to install glass with thickness of 4 mm for the windows according to the specifications and drawings. All works must be done according to the instructions and guidance of the supervision team. | m2 | 13 | 15 | 6.75 | 0 | 13 | 87.75 | 0 | 15 | 5.75 | 0 | 13 | 74.75 | 0 | 15 | 0.75 | 0 | 13 | 9.75 | 0 | 15 | 4.75 | 0 | 13 | 61.75 | 0 | 15 | 0.75 | 0 | 13 | 9.75 | 0 | 15 | 6.75 | 0 | 13 | 87.75 | 0 | 15 | 2.75 | 0 | 13 | 35.75 | 0 | 15 | 4.25 | 0 | 13 | 55.25 | 0 | 15 | 0.5 | 0 | 13 | 6.5 | 0 | 15 | 4.75 | 0 | 13 | 61.75 | 0 | 15 | 0.75 | 0 | 13 | 9.75 | 0 | 15 | 5.75 | 0 | 13 | 74.75 | 0 | 15 | 9.75 | 0 | 13 | 126.75 | 0 | 15 | 8.75 | 0 | 13 | 113.75 | 0 | 15 | 4.75 | 0 | 13 | 61.75 | 0 | 15 | 0.75 | 0 | 13 | 9.75 | 0 | 15 | 5.75 | 0 | 13 | 74.75 | 0 | 15 | 0.75 | 0 | 13 | 9.75 | 0 | 15 | 0.75 | 0 | 13 | 9.75 | 0 | 15 | 0.75 | 0 | 13 | 9.75 | 0 | 15 | 0.75 | 0 | 13 | 9.75 | 0 | 15 | 0.75 | 0 | 13 | 9.75 | 0 | 15 | 1.75 | 0 | 13 | 22.75 | 0 | 15 | 8.75 | 0 | 13 | 113.75 | 0 | 15 | 6.75 | 0 | 13 | 87.75 | 0 | 15 | 0.75 | 0 | 13 | 9.75 | 0 | 15 | 1.75 | 0 | 13 | 22.75 | 0 | 15 | 0.25 | 0 | 13 | 3.25 | 0 | 15 | 2.25 | 0 | 13 | 29.25 | 0 | 15 | 3.5 | 0 | 13 | 45.5 | 0 | 15 | 0.75 | 0 | 13 | 9.75 | 0 | 15 | 4 | 0 | 13 | 52 | 0 | 15 | 149 | 3416.75 | 13 | 1937 | 0 | 15 | 1.75 | 0 | 13 | 22.75 | 0 | 15 | 1.75 | 0 | 13 | 22.75 | 0 | 15 | 4 | 0 | 13 | 52 | 0 | [12 empty] | 15 | 2.75 | 0 | 13 | 35.75 | 0 | 15 | 0.75 | 0 | 13 | 9.75 | 0 | 15 | 0.75 | 0 | 13 | 9.75 | 0 | 15 | 0.75 | 0 | 13 | 9.75 | 0 | [6 empty] | 15 | 0.75 | 0 | 13 | 9.75 | 0 | 15 | 2 | 0 | 13 | 26 | 0 | 15 | 2.75 | 0 | 13 | 35.75 | 0 | [12 empty] | 15 | 1.75 | 0 | 13 | 22.75 | 0 | 15 | 1.75 | 0 | 13 | 22.75 | 0 | 15 | 1.75 | 0 | 13 | 22.75 | 0 | 15 | 2.5 | 0 | 13 | 32.5 | 0 | 15 | 2.75 | 0 | 13 | 35.75 | 0 | 15 | 0.75 | 0 | 13 | 9.75 | 0 | 15 | 2.75 | 0 | 13 | 35.75 | 0 | 15 | 0.75 | 0 | 13 | 9.75 | 0 | 15 | 0.75 | 0 | 13 | 9.75 | 0 | 15 | 10.5 | 0 | 13 | 136.5 | 0 | 15 | 8.75 | 0 | 13 | 113.75 | 0 | 15 | 3.75 | 0 | 13 | 48.75 | 0 | 15 | 5.75 | 0 | 13 | 74.75 | 0 | 15 | 3.5 | 2.25 | 13 | 45.5 | 0 | 15 | 0.75 | 0 | 13 | 9.75 | 0 | 15 | 7 | 0 | 13 | 91 | 0 | 15 | 1.25 | 0 | 13 | 16.25 | 0 | 15 | 6 | 0 | 13 | 78 | 0 | [6 empty] | 15 | 0.75 | 0 | 13 | 9.75 | 0 | 15 | 14.75 | 0 | 13 | 191.75 | 0 | 15 | 5.75 | 0 | 13 | 74.75 | 0 | 15 | 2.5 | 0 | 13 | 32.5 | 0 | 15 | 2.25 | 0 | 13 | 29.25 | 0 | 15 | 3.25 | 0 | 13 | 42.25 | 0 | 15 | 7.75 | 0 | 13 | 100.75 | 0 | 15 | 2.75 | 0 | 13 | 35.75 | 0 | 15 | 2.75 | 0 | 13 | 35.75 | 0 | 15 | 2.75 | 0 | 13 | 35.75 | 0 | 15 | 2.75 | 0 | 13 | 35.75 | 0 | 15 | 3.75 | 0 | 13 | 48.75 | 0 | 15 | 2.75 | 0 | 13 | 35.75 | 0 | 15 | 0.75 | 0 | 13 | 9.75 | 0 | 15 | 10.75 | 0 | 13 | 139.75 | 0 | 15 | 1.75 | 0 | 13 | 22.75 | 0 | 15 | 3.75 | 0 | 13 | 48.75 | 0 | 15 | 2.75 | 0 | 13 | 35.75 | 0 | 15 | 9.75 | 0 | 13 | 126.75 | 0 | 15 | 9.75 | 0 | 13 | 126.75 | 0 | 15 | 0.75 | 0 | 13 | 9.75 | 0 | 15 | 0.75 | 0 | 13 | 9.75 | 0 | 15 | 3.75 | 0 | 13 | 48.75 | 0 | 15 | 2.75 | 0 | 13 | 35.75 | 0 | 15 | 12.75 | 0 | 13 | 165.75 | 0 | 15 | 5.25 | 0 | 13 | 68.25 | 0 | 15 | 4.75 | 0 | 13 | 61.75 | 0 | 15 | 9.75 | 0 | 13 | 126.75 | 0 | 15 | 17 | 0 | 13 | 221 | 0 | [6 empty] | 15 | 0.75 | 0 | 13 | 9.75 | 0 | 15 | 0.75 | 0 | 13 | 9.75 | 0 | 15 | 4.75 | 0 | 13 | 61.75 | 0 | 15 | 8.75 | 0 | 13 | 113.75 | 0 | 15 | 0.75 | 0 | 13 | 9.75 | 0 | 15 | 3 | 0 | 13 | 39 | 0 | 15 | 3.75 | 0 | 13 | 48.75 | 0 | 15 | 8.75 | 0 | 13 | 113.75 | 0 | 15 | 3.75 | 0 | 13 | 48.75 | 0 | 15 | 3.75 | 0 | 13 | 48.75 | 0 | 15 | 2.75 | 0 | 13 | 35.75 | 0 | 15 | 0.75 | 0 | 13 | 9.75 | 0 | 15 | 0.75 | 0 | 13 | 9.75 | 0 | 15 | 3.75 | 0 | 13 | 48.75 | 0 | 15 | 4.75 | 0 | 13 | 61.75 | 0 | 15 | 4.75 | 0 | 13 | 61.75 | 0 | 15 | 3.75 | 0 | 13 | 48.75 | 0 | 15 | 4.25 | 0 | 13 | 55.25 | 0 | 15 | 0.75 | 0 | 13 | 9.75 | 0 | 15 | 9.75 | 0 | 13 | 126.75 | 0 | 15 | 2.5 | 0 | 13 | 32.5 | 0 | 15 | 3.75 | 0 | 13 | 48.75 | 0 | 15 | 6.75 | 0 | 13 | 87.75 | 0 | 15 | 5.75 | 0 | 13 | 74.75 | 0 | 15 | 3.75 | 0 | 13 | 48.75 | 0 | 15 | 5.75 | 0 | 13 | 74.75 | 0 | 15 | 8.75 | 0 | 13 | 113.75 | 0 | 15 | 0.75 | 0 | 13 | 9.75 | 0 | 15 | 4 | 0 | 13 | 52 | 0 | [12 empty] | 15 | 0.75 | 0 | 13 | 9.75 | 0 | 15 | 4.5 | 0 | 13 | 58.5 | 0 | 15 | 0.75 | 0 | 13 | 9.75 | 0 | 15 | 3.5 | 0 | 13 | 45.5 | 0 | 15 | 2 | 0 | 13 | 26 | 0 | 15 | 0.75 | 0 | 13 | 9.75 | 0 | 15 | 6.25 | 0 | 13 | 81.25 | 0 | 15 | 3.75 | 0 | 13 | 48.75 | 0 | 15 | 2.5 | 0 | 13 | 32.5 | 0 | [6 empty] | 15 | 2.75 | 0 | 13 | 35.75 | 0 | 15 | 1.75 | 0 | 13 | 22.75 | 0 | 15 | 6.75 | 0 | 13 | 87.75 | 0 | 15 | 1 | 0 | 13 | 13 | 0 | 15 | 2.5 | 0 | 13 | 32.5 | 0 | 15 | 11 | 0 | 13 | 143 | 0 | 15 | 5 | 0 | 13 | 65 | 0 | 15 | 1 | 0 | 13 | 13 | 0 | 15 | 3 | 0 | 13 | 39 | 0 | 15 | 2 | 0 | 13 | 26 | 0 | 15 | 2.75 | 0 | 13 | 35.75 | 0 | 15 | 3 | 0 | 13 | 39 | 0 | 15 | 0.75 |  | 13 | 9.75 | 0 | 15 | 6 | 0 | 13 | 78 | 0 | 15 | 2.75 | 0 | 13 | 35.75 | 0 | 15 | 3.75 | 0 | 13 | 48.75 | 0
16 | Doors and Windows Accessories Supply materials, labor and equipment to fix or replace the existing doors and windows accessories that includes locks, handles…etc. All works must be done according to the instructions and guidance of the supervision team. | set | 80 | 16 | 1 | 0 | 80 | 80 | 0 | 16 | 1 | 0 | 80 | 80 | 0 | 16 | 1 | 0 | 80 | 80 | 0 | 16 | 1 | 0 | 80 | 80 | 0 | 16 | 1 | 0 | 80 | 80 | 0 | 16 | 1 | 0 | 80 | 80 | 0 | 16 | 1 | 0 | 80 | 80 | 0 | 16 | 1 | 0 | 80 | 80 | 0 | 16 | 1 | 0 | 80 | 80 | 0 | 16 | 1 | 0 | 80 | 80 | 0 | 16 | 1 | 0 | 80 | 80 | 0 | 16 | 1 | 0 | 80 | 80 | 0 | 16 | 1 | 0 | 80 | 80 | 0 | 16 | 1 | 0 | 80 | 80 | 0 | 16 | 1 | 0 | 80 | 80 | 0 | 16 | 1 | 0 | 80 | 80 | 0 | 16 | 1 | 0 | 80 | 80 | 0 | 16 | 1 | 0 | 80 | 80 | 0 | 16 | 1 | 0 | 80 | 80 | 0 | 16 | 1 | 0 | 80 | 80 | 0 | 16 | 1 | 0 | 80 | 80 | 0 | 16 | 1 | 0 | 80 | 80 | 0 | 16 | 1 | 0 | 80 | 80 | 0 | 16 | 1 | 0 | 80 | 80 | 0 | 16 | 1 | 0 | 80 | 80 | 0 | 16 | 1 | 0 | 80 | 80 | 0 | 16 | 1 | 0 | 80 | 80 | 0 | 16 | 1 | 0 | 80 | 80 | 0 | 16 | 1 | 0 | 80 | 80 | 0 | 16 | 1 | 0 | 80 | 80 | 0 | 16 | 1.75 | 0 | 80 | 140 | 0 | 16 | 1 | 0 | 80 | 80 | 0 | 16 | -16 | #VALUE! | 80 | -1280 | 0 | 16 | 1 | 0 | 80 | 80 | 0 | 16 | 1 | 0 | 80 | 80 | 0 | 16 | 1 | 0 | 80 | 80 | 0 | 16 | 1 | 0 | 80 | 80 | 0 | 16 | 1 | 0 | 80 | 80 | 0 | 16 | 1 | 0 | 80 | 80 | 0 | 16 | 1 | 0 | 80 | 80 | 0 | 16 | 1 | 0 | 80 | 80 | 0 | 16 | 1 | 0 | 80 | 80 | 0 | 16 | 1 | 0 | 80 | 80 | 0 | 16 | 1 | 0 | 80 | 80 | 0 | 16 | 1 | 0 | 80 | 80 | 0 | 16 | 1 | 0 | 80 | 80 | 0 | 16 | 1 | 0 | 80 | 80 | 0 | 16 | 1 | 0 | 80 | 80 | 0 | 16 | 1 | 0 | 80 | 80 | 0 | 16 | 1 | 0 | 80 | 80 | 0 | 16 | 1 | 0 | 80 | 80 | 0 | 16 | 1 | 0 | 80 | 80 | 0 | 16 | 1 | 0 | 80 | 80 | 0 | 16 | 1 | 0 | 80 | 80 | 0 | 16 | 1 | 0 | 80 | 80 | 0 | 16 | 1 | 0 | 80 | 80 | 0 | 16 | 1 | 0 | 80 | 80 | 0 | 16 | 1 | 0 | 80 | 80 | 0 | 16 | 1 | 0 | 80 | 80 | 0 | 16 | 1 | 0 | 80 | 80 | 0 | 16 | 1 | 0 | 80 | 80 | 0 | 16 | 1 | 0 | 80 | 80 | 0 | 16 | 1 | 0 | 80 | 80 | 0 | 16 | 1 | 0 | 80 | 80 | 0 | 16 | 1 | 0 | 80 | 80 | 0 | 16 | 1 | 0 | 80 | 80 | 0 | 16 | 1 | 0 | 80 | 80 | 0 | 16 | 1 | 0 | 80 | 80 | 0 | 16 | 1 | 0 | 80 | 80 | 0 | 16 | 1 | 0 | 80 | 80 | 0 | 16 | 1 | 0 | 80 | 80 | 0 | 16 | 1 | 0 | 80 | 80 | 0 | 16 | 1 | 0 | 80 | 80 | 0 | 16 | 1 | 0 | 80 | 80 | 0 | 16 | 1 | 0 | 80 | 80 | 0 | 16 | 1 | 0 | 80 | 80 | 0 | 16 | 1 | 0 | 80 | 80 | 0 | 16 | 1 | 0 | 80 | 80 | 0 | 16 | 1 | 0 | 80 | 80 | 0 | 16 | 1 | 0 | 80 | 80 | 0 | 16 | 1 | 0 | 80 | 80 | 0 | 16 | 1 | 0 | 80 | 80 | 0 | 16 | 1 | 0 | 80 | 80 | 0 | 16 | 1 | 0 | 80 | 80 | 0 | 16 | 1 | 0 | 80 | 80 | 0 | 16 | 1 | 0 | 80 | 80 | 0 | 16 | 1 | 0 | 80 | 80 | 0 | 16 | 1 | 0 | 80 | 80 | 0 | 16 | 1 | 0 | 80 | 80 | 0 | 16 | 1 | 0 | 80 | 80 | 0 | 16 | 1 | 0 | 80 | 80 | 0 | 16 | 1 | 0 | 80 | 80 | 0 | 16 | 1 | 0 | 80 | 80 | 0 | [6 empty] | 16 | 1 | 0 | 80 | 80 | 0 | 16 | 1 | 0 | 80 | 80 | 0 | 16 | 1 | 0 | 80 | 80 | 0 | 16 | 1 | 0 | 80 | 80 | 0 | 16 | 1 | 0 | 80 | 80 | 0 | 16 | 1 | 0 | 80 | 80 | 0 | 16 | 1 | 0 | 80 | 80 | 0 | 16 | 1 | 0 | 80 | 80 | 0 | 16 | 1 | 0 | 80 | 80 | 0 | 16 | 1 | 0 | 80 | 80 | 0 | 16 | 1 | 0 | 80 | 80 | 0 | 16 | 1 | 0 | 80 | 80 | 0 | 16 | 1 | 0 | 80 | 80 | 0 | 16 | 1 | 0 | 80 | 80 | 0 | 16 | 1 | 0 | 80 | 80 | 0 | [6 empty] | 16 | 1 | 0 | 80 | 80 | 0 | 16 | 1 | 0 | 80 | 80 | 0 | 16 | 1 | 0 | 80 | 80 | 0 | 16 | 1 | 0 | 80 | 80 | 0 | 16 | 1 | 0 | 80 | 80 | 0 | 16 | 1 | 0 | 80 | 80 | 0 | 16 | 1 | 0 | 80 | 80 | 0 | 16 | 1 | 0 | 80 | 80 | 0 | 16 | 1 | 0 | 80 | 80 | 0 | 16 | 1 | 0 | 80 | 80 | 0 | 16 | 1 | 0 | 80 | 80 | 0 | 16 | 1 | 0 | 80 | 80 | 0 | 16 | 1 | 0 | 80 | 80 | 0 | 16 | 1 | 0 | 80 | 80 | 0 | 16 | 1 | 0 | 80 | 80 | 0 | 16 | 1 | 0 | 80 | 80 | 0 | 16 | 1 | 0 | 80 | 80 | 0 | 16 | 1 | 0 | 80 | 80 | 0 | 16 | 1 | 0 | 80 | 80 | 0 | 16 | 1 | 0 | 80 | 80 | 0 | 16 | 1 | 0 | 80 | 80 | 0 | 16 | 1 | 0 | 80 | 80 | 0 | 16 | 1 | 0 | 80 | 80 | 0 | 16 | 1 | 0 | 80 | 80 | 0 | 16 | 1 | 0 | 80 | 80 | 0 | 16 | 1 | 0 | 80 | 80 | 0 | 16 | 1 | 0 | 80 | 80 | 0 | 16 | 1 | 0 | 80 | 80 | 0 | 16 | 1 | 0 | 80 | 80 | 0 | 16 | 1 | 0 | 80 | 80 | 0 | 16 | 1 | 0 | 80 | 80 | 0 | 16 | 1 | 0 | 80 | 80 | 0 | 16 | 1 | 0 | 80 | 80 | 0 | 16 | 1 | 0 | 80 | 80 | 0 | 16 | 1 | 0 | 80 | 80 | 0 | 16 | 1 | 0 | 80 | 80 | 0 | 16 | 1 | 0 | 80 | 80 | 0 | 16 | 1 | 0 | 80 | 80 | 0 | 16 | 1 | 0 | 80 | 80 | 0 | 16 | 1 | 0 | 80 | 80 | 0 | 16 | 1 | 0 | 80 | 80 | 0 | 16 | 1 | 0 | 80 | 80 | 0 | 16 | 1 | 0 | 80 | 80 | 0 | 16 | 1 | 0 | 80 | 80 | 0
17 | Wooden Doors without frame Supply materials, tools and manpower to install Wooden doors without frame because the frame already existing. The door dimensions should be regarding to the shelter unit, the price includes installing a door frame from same material as well as all required accessories. Doors dimensions to be checked at the site to ensure the frame fits the existing condition. The price includes fixing the existing doorframe if need to be fixed. All works must be done according to the instructions and guidance of the supervision team. | No. | 120 | 17 | 1 | 0 | 120 | 120 | 0 | 17 | 1 | 0 | 120 | 120 | 0 | [12 empty] | 17 | 3 | 0 | 120 | 360 | 0 | [24 empty] | 17 | 1 | 0 | 120 | 120 | 0 | 17 | 3 | 0 | 120 | 360 | 0 | [6 empty] | 17 | 1 | 0 | 120 | 120 | 0 | [6 empty] | 17 | 1 | 0 | 120 | 120 | 0 | [6 empty] | 17 | 1 | 0 | 120 | 120 | 0 | [30 empty] | 17 | 2 | 0 | 120 | 240 | 0 | [6 empty] | 17 | 1 | 0 | 120 | 120 | 0 | [6 empty] | 17 | 2 | 0 | 120 | 240 | 0 | [30 empty] | 17 | 1 | 0 | 120 | 120 | 0 | [12 empty] | 17 | 1 | 0 | 120 | 120 | 0 | 17 | 3 | 0 | 120 | 360 | 0 | [24 empty] | 17 | 2 | 0 | 120 | 240 | 0 | [6 empty] | 17 | 1 | 0 | 120 | 120 | 0 | [6 empty] | 17 | 1 | 0 | 120 | 120 | 0 | 17 | 4 | 0 | 120 | 480 | 0 | 17 | 1 | 0 | 120 | 120 | 0 | [30 empty] | 17 | 2 | 0 | 120 | 240 | 0 | 17 | 3 | 0 | 120 | 360 | 0 | [18 empty] | 17 | 1 | 0 | 120 | 120 | 0 | [48 empty] | 17 | 1 | 0 | 120 | 120 | 0 | [42 empty] | 17 | 1 | 0 | 120 | 120 | 0 | [12 empty] | 17 | 2 | 0 | 120 | 240 | 0 | 17 | 1 | 0 | 120 | 120 | 0 | [18 empty] | 17 | 1 | 0 | 120 | 120 | 0 | 17 | 2 | 0 | 120 | 240 | 0 | [24 empty] | 17 | 0 | 0 | 120 | 0 | 0 | [30 empty] | 17 | 3 | 0 | 120 | 360 | 0 | [6 empty] | 17 | 1 | 0 | 120 | 120 | 0 | 17 | 2 | 0 | 120 | 240 | 0 | 17 | 0 | 0 | 120 | 0 | 0 | 17 | 0 | 0 | 120 | 0 | 0 | [12 empty] | 17 | 0 | 0 | 120 | 0 | 0 | [6 empty] | 17 | 3 | 0 | 120 | 360 | 0 | 17 | 0 | 0 | 120 | 0 | 0 | 17 | 1 | 0 | 120 | 120 | 0 | 17 | 0 | 0 | 120 | 0 | 0 | [30 empty] | 17 | 1 | 0 | 120 | 120 | 0 | [6 empty] | 17 | 1 | 0 | 120 | 120 | 0 | [6 empty] | 17 | 2 | 0 | 120 | 240 | 0 | [84 empty] | 17 | 1 | 0 | 120 | 120 | 0 | [6 empty] | 17 | 1 | 0 | 120 | 120 | 0 | [42 empty] | 17 | 3 | 0 | 120 | 360 | 0 | [54 empty] | 17 | 0 | 0 | 120 | 0 | 0
18.1 | steel main gate Supply materials and fixing metal Gate for Garage with different dimension (Gauge 18) with handle and frame (40X40) mm with plate thickness 2mm. The price includes not limited to paint the steel gate with 3 layers. All works must be done according to the specifications and drawings and instructions and guidance of the supervision team. | m2 | 100 | [144 empty] | 18.1 | 1 | 0 | 100 | 100 | 0 | [246 empty] | 18.1 | 5 | 0 | 100 | 500 | 0 | [132 empty] | 18.1 | 0 | 0 | 100 | 0 | 0 | [54 empty] | 18.1 | 0 | 0 | 100 | 0 | 0 | 18.1 | 0 | 0 | 100 | 0 | 0 | [12 empty] | 18.1 | 0 | 0 | 100 | 0 | 0 | [6 empty] | 18.1 | 0 | 0 | 100 | 0 | 0 | 18.1 | 0 | 0 | 100 | 0 | 0 | 18.1 | 0 | 0 | 100 | 0 | 0 | 18.1 | 0 | 0 | 100 | 0 | 0 | [264 empty] | 18.1 | 0 | 0 | 100 | 0 | 0
18.2 | Column construction for main gate Supply materials and equipment to cast reinforce concrete for column to fix and attach the frame of steel main gate. The dimensions of the column is (40X40) mm and the height is minimum (2.5) m. According to the specifications and drawings. The price includes excavation for a depth of 400 mm (minimum) and laying a layer of clean sub-base with a thickness of 100 mm well compacted according to the instructions of the supervision team. | L.S | 300 | [396 empty] | 18.2 | 1 | 0 | 300 | 300 | 0 | [132 empty] | 18.2 | 0 | 0 | 300 | 0 | 0 | [54 empty] | 18.2 | 0 | 0 | 300 | 0 | 0 | 18.2 | 0 | 0 | 300 | 0 | 0 | [12 empty] | 18.2 | 0 | 0 | 300 | 0 | 0 | [6 empty] | 18.2 | 0 | 0 | 300 | 0 | 0 | 18.2 | 0 | 0 | 300 | 0 | 0 | 18.2 | 0 | 0 | 300 | 0 | 0 | 18.2 | 0 | 0 | 300 | 0 | 0 | [264 empty] | 18.2 | 0 | 0 | 300 | 0 | 0
19 | Concrete Ramp/Steps Supply materials, tools and manpower to casting concrete with mix ratio (1:2:4) and 10cm thickness and with BRC size (6x150x150) mm. All works must be done according to the specifications and drawings and instructions and guidance of the supervision team. The price includes excavation for a required depth 10 mm (minimum) and laying a layer of clean sub-base with a thickness of 100 mm well compacted and according to the instructions of the supervision team. | m.l. | 20 | [432 empty] | 19 | 4 | 0 | 20 | 80 | 0 | [66 empty] | 19 | 2 | 0 | 20 | 40 | 0 | [24 empty] | 19 | 0 | 0 | 20 | 0 | 0 | [30 empty] | 19 | 20 | 0 | 20 | 400 | 0 | [18 empty] | 19 | 0 | 0 | 20 | 0 | 0 | 19 | 0 | 0 | 20 | 0 | 0 | [12 empty] | 19 | 0 | 0 | 20 | 0 | 0 | [6 empty] | 19 | 0 | 0 | 20 | 0 | 0 | 19 | 0 | 0 | 20 | 0 | 0 | 19 | 0 | 0 | 20 | 0 | 0 | 19 | 0 | 0 | 20 | 0 | 0 | [72 empty] | 19 | 5 | 0 | 20 | 100 | 0 | [96 empty] | 19 | 1 | 0 | 20 | 20 | 0 | [84 empty] | 19 | 0 | 0 | 20 | 0 | 0
20 | Concreter lintel for doors and windows Supply materials, tools and manpower to cast reinforced concrete with mix ratio (1:2:4) and minimum 15cm thickness. All works must be done according to the specifications, drawings, instructions and guidance of the supervision team. | No. | 150 | [150 empty] | 20 | 1 | 0 | 150 | 150 | 0 | [378 empty] | 20 | 0 | 0 | 150 | 0 | 0 | [54 empty] | 20 | 0 | 0 | 150 | 0 | 0 | 20 | 0 | 0 | 150 | 0 | 0 | [12 empty] | 20 | 0 | 0 | 150 | 0 | 0 | 20 | 2 | 0 | 150 | 300 | 0 | 20 | 0 | 0 | 150 | 0 | 0 | 20 | 0 | 0 | 150 | 0 | 0 | 20 | 0 | 0 | 150 | 0 | 0 | 20 | 0 | 0 | 150 | 0 | 0 | [174 empty] | 20 | 1 | 0 | 150 | 150 | 0 | [84 empty] | 20 | 0 | 0 | 150 | 0 | 0
21.1 | water jet and cleaning Supply materials, tools and manpower for cleaning purpose of cement plastering, gypsum plastering, tilling, slabs. All works must be done according to the specifications, drawings, instructions and guidance of the supervision team. | m2 | 2
21.2 | Peeling Supply materials, tools and manpower for peeling the attached materials of cement plastering, gypsum plastering, tilling, slabs. The price includes removing the rubbles from the site to the designated dump area approved by the local municipality. All works must be done according to the specifications, drawings, instructions and guidance of the supervision team. | m2 | 3
22 | Flash point Supply materials, labor and equipment to fill up the gaps with cement and sand mortar ration (1:3) of the walls and slabs with minimum thickness of 20 mm. All works must be done according to the instructions and guidance of the supervision team and according to the drawings and specifications. | m2 | 5
23 | Supply materials and equipment to clean the ceiling from inside and remove any loose or deteriorated painting and/or plaster. When the slab is brick arches on steel beam, the work will include cleaning all exposed steel beams to be rust-free and paint the exposed part with minimum of two layers of anti-rust painting. The work should be done according to the instructions of the supervision team. | L.S | 80 | [744 empty] | 23 | 1 |  | 80 | 80 | 0 | [24 empty] | 23 | 4 |  | 80 | 320 | 0 | [126 empty] | 23 | 5 | 0 | 80 | 400 | 0
24 | Supply materials and equipment to clean the roof joints and remove any debris. The minimum depth of the joint should not be less than the width of the joint or 30 mm- whichever greater. The work includes filling the joints with joints sealant. The work and the type and quality of the sealant should be done according to the instructions and approval of the supervision team. | m2 | 8
Total Civil Works |  |  |  | Total Civil |  |  |  | 2217.75 | 0 | Total Civil |  |  |  | 4453.75 | 0 | Total Civil |  |  |  | 2478.75 | 0 | Total Civil |  |  |  | 5155.75 | 0 | Total Civil |  |  |  | 3423.75 | 0 | Total Civil |  |  |  | 3762.75 | 0 | Total Civil |  |  |  | 2965.75 | 0 | Total Civil |  |  |  | 3023.25 | 0 | Total Civil |  |  |  | 3425.5 | 0 | Total Civil |  |  |  | 3887.75 | 0 | Total Civil |  |  |  | 3349.75 | 0 | Total Civil |  |  |  | 3381.75 | 0 | Total Civil |  |  |  | 7276.75 | 0 | Total Civil |  |  |  | 4513.75 | 0 | Total Civil |  |  |  | 1803.75 | 0 | Total Civil |  |  |  | 2053.75 | 0 | Total Civil |  |  |  | 2994.75 | 0 | Total Civil |  |  |  | 2747.75 |  | Total Civil |  |  |  | 2725.75 | 0 | Total Civil |  |  |  | 2079.75 | 0 | Total Civil |  |  |  | 1615.75 | 0 | Total Civil |  |  |  | 3400.75 | 0 | Total Civil |  |  |  | 3080.75 | 0 | Total Civil |  |  |  | 5151.75 | 0 | Total Civil |  |  |  | 3519.75 | 0 | Total Civil |  |  |  | 2097.75 | 0 | Total civil |  |  |  | 3074.75 | 0 | Total Civil |  |  |  | 2129.25 | 0 | Total Civil |  |  |  | 926.25 | 0 | Total Civil |  |  |  | 2519.5 | 0 | Total Civil |  |  |  | 3305.75 | 0 | Total Civil |  |  |  | 4028 |  | Total Civil |  |  |  | 4155.75 |  | Total Civil |  |  |  | 4320.75 | 0 | Total Civil |  |  |  | 2046.75 |  | Total Civil |  |  |  | 1207.6 | 0 | Total Civil |  |  |  | 2515.6 | 0 | Total Civil |  |  |  | 2033.6 | 0 | Total Civil |  |  |  | 3269.75 |  | Total Civil |  |  |  | 3529.75 |  | Total Civil |  |  |  | 1389.75 |  | Total Civil |  |  |  | 2817.75 | 0 | Total Civil |  |  |  | 2713.6 | 0 | Total Civil |  |  |  | 2315.75 | 0 | Total Civil |  |  |  | 4003.6 | 0 | Total Civil |  |  |  | 3724.75 | 0 | Total Civil |  |  |  | 2631.6 | 0 | Total Civil |  |  |  | 3095 | 0 | Total Civil |  |  |  | 3160.75 | 0 | Total Civil |  |  |  | 1932.75 | 0 | Total Civil |  |  |  | 3094.75 | 0 | Total Civil |  |  |  | 2358.5 |  | Total Civil |  |  |  | 2600.75 | 0 | Total Civil |  |  |  | 1911.75 | 0 | Total Civil |  |  |  | 2209.75 | 0 | Total Civil |  |  |  | 2215.75 | 0 | Total Civil |  |  |  | 2115.75 | 0 | Total Civil |  |  |  | 4596.5 | 0 | Total Civil |  |  |  | 7840.75 | 0 | Total Civil |  |  |  | 6592.75 | 0 | Total Civil |  |  |  | 6658.75 | 0 | Total Civil |  |  |  | 5972.1 | 0 | Total Civil |  |  |  | 4113.75 | 0 | Total Civil |  |  |  | 5928.6 | [7 empty] | Total Civil |  |  |  | 5893 | 0 | Total Civil |  |  |  | 3484 | 0 | Total Civil |  |  |  | 4372.75 | 0 | Total Civil |  |  |  | 7966.75 | 0 | Total Civil |  |  |  | 7318.75 | 0 | Total Civil |  |  |  | 6178.5 | 0 | Total Civil |  |  |  | 7143.25 | 0 | Total Civil |  |  |  | 5401.25 | 0 | Total Civil |  |  |  | 5184.75 | 0 | Total Civil |  |  |  | 5400.75 | 0 | Total Civil |  |  |  | 6341.75 | 0 | Total Civil |  |  |  | 6525.75 | 0 | Total Civil |  |  |  | 9306.75 | 0 | Total Civil |  |  |  | 5760.75 | 0 | Total Civil |  |  |  | 4614.75 | 0 | Total Civil |  |  |  | 2782.75 | 0 | Total Civil |  |  |  | 7897.75 | 0 | Total Civil |  |  |  | 3265.75 | 0 | Total Civil |  |  |  | 5070.75 | 0 | Total Civil |  |  |  | 3207.75 | 0 | Total Civil |  |  |  | 7072.75 | 0 | Total Civil |  |  |  | 7072.75 | 0 | Total Civil |  |  |  | 3494.75 | 0 | Total Civil |  |  |  | 2780.75 | 0 | Total Civil |  |  |  | 2535.75 | 0 | Total Civil |  |  |  | 4142.75 | 0 | Total Civil |  |  |  | 6314.75 | 0 | Total Civil |  |  |  | 3437.25 | 0 | Total Civil |  |  |  | 3139.75 | 0 | Total Civil |  |  |  | 6169.75 | 0 | Total Civil |  |  |  | 6203 | 0 | Total Civil |  |  |  | 3155 | 0 | Total Civil |  |  |  | 2968.75 | 0 | Total Civil |  |  |  | 3364.75 | 0 | Total Civil |  |  |  | 7815.75 | 0 | Total Civil |  |  |  | 4369.75 | 0 | Total Civil |  |  |  | 3812.75 | 0 | Total Civil |  |  |  | 8484.5 | 0 | Total Civil |  |  |  | 5550.75 | 0 | Total Civil |  |  |  | 9200.75 | 0 | Total Civil |  |  |  | 6013.75 | 0 | Total Civil |  |  |  | 5598.75 | 0 | Total Civil |  |  |  | 5145.75 | 0 | Total Civil |  |  |  | 6164.75 | 0 | Total Civil |  |  |  | 3629.75 | 0 | Total Civil |  |  |  | 6016.75 | 0 | Total Civil |  |  |  | 8297.75 | 0 | Total Civil |  |  |  | 8075.75 | 0 | Total Civil |  |  |  | 3725.75 | 0 | Total Civil |  |  |  | 5293.25 | 0 | Total Civil |  |  |  | 6151.75 | 0 | Total Civil |  |  |  | 8476.75 | 0 | Total Civil |  |  |  | 8197.5 | 0 | Total Civil |  |  |  | 4836.75 | 0 | Total Civil |  |  |  | 9220.75 | 0 | Total Civil |  |  |  | 3081.75 | 0 | Total Civil |  |  |  | 7326.75 | 0 | Total Civil |  |  |  | 6806.75 | 0 | Total Civil |  |  |  | 7073.75 | 0 | Total Civil |  |  |  | 3093.75 | 0 | Total Civil |  |  |  | 4746.6 | 0 | Total Civil |  |  |  | 3670.6 | 0 | Total Civil |  |  |  | 3231.6 | 0 | Total Civil |  |  |  | 2816.35 |  | Total Civil |  |  |  | 5217.3 | 0 | Total Civil |  |  |  | 2853.35 | 0 | Total Civil |  |  |  | 7099.5 | 0 | Total Civil |  |  |  | 2334 | 0 | Total Civil |  |  |  | 2806.75 | 0 | Total Civil |  |  |  | 5625.25 | 0 | Total Civil |  |  |  | 5358.75 | 0 | Total Civil |  |  |  | 5260.5 | 0 | Total Civil |  |  |  | 3746.6 | 0 | Total Civil |  |  |  | 3438.15 | 0 | Total Civil |  |  |  | 2935.35 | 0 | Total Civil |  |  |  | 4488.35 | 0 | Total Civil |  |  |  | 2671.6 | 0 | Total Civil |  |  |  | 4276.3 | 0 | Total Civil |  |  |  | 3047.6 | 0 | Total Civil |  |  |  | 4501.6 | 0 | Total Civil |  |  |  | 2891.6 | 0 | Total Civil |  |  |  | 4087.8 | 0 | Total Civil |  |  |  | 4100.6 | 0 | Total Civil |  |  |  | 6260.75 | 0 | Total Civil |  |  |  | 6479.6 | 0 | Total Civil |  |  |  | 4380.75 | 0 | Total Civil |  |  |  | 4746 | 0 | Total Civil |  |  | 5415.75 |  |  | Total Civil |  |  |  | 5598.75 | 0
Mechanical Works |  |  |  | MECHANICAL WORK | [5 empty] | MECHANICAL WORK | [5 empty] | MECHANICAL WORK | [5 empty] | MECHANICAL WORK | [5 empty] | MECHANICAL WORK | [5 empty] | MECHANICAL WORK |  |  |  |  | 0 | MECHANICAL WORK | [5 empty] | MECHANICAL WORK |  |  |  |  | 0 | MECHANICAL WORK |  |  |  |  | 0 | MECHANICAL WORK |  |  |  |  | 0 | MECHANICAL WORK |  |  |  |  | 0 | MECHANICAL WORK |  |  |  |  | 0 | MECHANICAL WORK |  |  |  |  | 0 | MECHANICAL WORK |  |  |  |  | 0 | MECHANICAL WORK |  |  |  |  | 0 | MECHANICAL WORK |  |  |  |  | 0 | MECHANICAL WORK |  |  |  |  | 0 | MECHANICAL WORK |  |  |  |  | 0 | MECHANICAL WORK |  |  |  |  | 0 | MECHANICAL WORK |  |  |  |  | 0 | MECHANICAL WORK |  |  |  |  | 0 | MECHANICAL WORK |  |  |  |  | 0 | MECHANICAL WORK |  |  |  |  | 0 | MECHANICAL WORK |  |  |  |  | 0 | MECHANICAL WORK |  |  |  |  | 0 | MECHANICAL WORK |  |  |  |  | 0 | MECHANICAL WORK |  |  |  |  | 0 | MECHANICAL WORK |  |  |  |  | 0 | MECHANICAL WORK |  |  |  |  | 0 | MECHANICAL WORK |  |  |  |  | 0 | MECHANICAL WORK |  |  |  |  | 0 | MECHANICAL WORK |  |  |  |  | 0 | MECHANICAL WORK |  |  |  |  | 0 | MECHANICAL WORK |  |  |  |  | 0 | MECHANICAL WORK |  |  |  |  | 0 | MECHANICAL WORK |  |  |  |  | 0 | MECHANICAL WORK |  |  |  |  | 0 | MECHANICAL WORK |  |  |  |  | 0 | MECHANICAL WORK |  |  |  |  | 0 | MECHANICAL WORK |  |  |  |  | 0 | MECHANICAL WORK |  |  |  |  | 0 | MECHANICAL WORK |  |  |  |  | 0 | MECHANICAL WORK |  |  |  |  | 0 | MECHANICAL WORK |  |  |  |  | 0 | MECHANICAL WORK |  |  |  |  | 0 | MECHANICAL WORK |  |  |  |  | 0 | MECHANICAL WORK |  |  |  |  | 0 | MECHANICAL WORK |  |  |  |  | 0 | MECHANICAL WORK |  |  |  |  | 0 | MECHANICAL WORK |  |  |  |  | 0 | MECHANICAL WORK |  |  |  |  | 0 | MECHANICAL WORK |  |  |  |  | 0 | MECHANICAL WORK |  |  |  |  | 0 | MECHANICAL WORK |  |  |  |  | 0 | MECHANICAL WORK |  |  |  |  | 0 | MECHANICAL WORK |  |  |  |  | 0 | MECHANICAL WORK |  |  |  |  | 0 | MECHANICAL WORK |  |  |  |  | 0 | MECHANICAL WORK |  |  |  |  | 0 | MECHANICAL WORK |  |  |  |  | 0 | MECHANICAL WORK |  |  |  |  | 0 | MECHANICAL WORK |  |  |  |  | 0 | MECHANICAL WORK |  |  |  |  | 0 | MECHANICAL WORK |  |  |  |  | 0 | [6 empty] | MECHANICAL WORK |  |  |  |  | 0 | MECHANICAL WORK |  |  |  |  | 0 | MECHANICAL WORK |  |  |  |  | 0 | MECHANICAL WORK |  |  |  |  | 0 | MECHANICAL WORK |  |  |  |  | 0 | MECHANICAL WORK |  |  |  |  | 0 | MECHANICAL WORK |  |  |  |  | 0 | MECHANICAL WORK |  |  |  |  | 0 | MECHANICAL WORK |  |  |  |  | 0 | MECHANICAL WORK |  |  |  |  | 0 | MECHANICAL WORK |  |  |  |  | 0 | MECHANICAL WORK |  |  |  |  | 0 | MECHANICAL WORK |  |  |  |  | 0 | MECHANICAL WORK |  |  |  |  | 0 | MECHANICAL WORK |  |  |  |  | 0 | MECHANICAL WORK |  |  |  |  | 0 | MECHANICAL WORK |  |  |  |  | 0 | MECHANICAL WORK |  |  |  |  | 0 | MECHANICAL WORK |  |  |  |  | 0 | MECHANICAL WORK |  |  |  |  | 0 | MECHANICAL WORK |  |  |  |  | 0 | MECHANICAL WORK |  |  |  |  | 0 | MECHANICAL WORK |  |  |  |  | 0 | MECHANICAL WORK |  |  |  |  | 0 | MECHANICAL WORK |  |  |  |  | 0 | MECHANICAL WORK |  |  |  |  | 0 | MECHANICAL WORK |  |  |  |  | 0 | MECHANICAL WORK |  |  |  |  | 0 | MECHANICAL WORK |  |  |  |  | 0 | MECHANICAL WORK |  |  |  |  | 0 | MECHANICAL WORK |  |  |  |  | 0 | MECHANICAL WORK |  |  |  |  | 0 | MECHANICAL WORK |  |  |  |  | 0 | MECHANICAL WORK |  |  |  |  | 0 | MECHANICAL WORK |  |  |  |  | 0 | MECHANICAL WORK |  |  |  |  | 0 | MECHANICAL WORK |  |  |  |  | 0 | MECHANICAL WORK |  |  |  |  | 0 | MECHANICAL WORK |  |  |  |  | 0 | MECHANICAL WORK |  |  |  |  | 0 | MECHANICAL WORK |  |  |  |  | 0 | MECHANICAL WORK |  |  |  |  | 0 | MECHANICAL WORK |  |  |  |  | 0 | MECHANICAL WORK |  |  |  |  | 0 | MECHANICAL WORK |  |  |  |  | 0 | MECHANICAL WORK |  |  |  |  | 0 | MECHANICAL WORK |  |  |  |  | 0 | MECHANICAL WORK |  |  |  |  | 0 | MECHANICAL WORK |  |  |  |  | 0 | MECHANICAL WORK |  |  |  |  | 0 | MECHANICAL WORK |  |  |  |  | 0 | MECHANICAL WORK |  |  |  |  | 0 | MECHANICAL WORK |  |  |  |  | 0 | MECHANICAL WORK |  |  |  |  | 0 | MECHANICAL WORK |  |  |  |  | 0 | MECHANICAL WORK |  |  |  |  | 0 | MECHANICAL WORK |  |  |  |  | 0 | MECHANICAL WORK |  |  |  |  | 0 | MECHANICAL WORK |  |  |  |  | 0 | MECHANICAL WORK |  |  |  |  | 0 | MECHANICAL WORK |  |  |  |  | 0 | MECHANICAL WORK |  |  |  |  | 0 | MECHANICAL WORK |  |  |  |  | 0 | MECHANICAL WORK |  |  |  |  | 0 | MECHANICAL WORK |  |  |  |  | 0 | MECHANICAL WORK |  |  |  |  | 0 | MECHANICAL WORK |  |  |  |  | 0 | MECHANICAL WORK |  |  |  |  | 0 | MECHANICAL WORK |  |  |  |  | 0 | MECHANICAL WORK |  |  |  |  | 0 | MECHANICAL WORK |  |  |  |  | 0 | MECHANICAL WORK |  |  |  |  | 0 | MECHANICAL WORK |  |  |  |  | 0 | MECHANICAL WORK |  |  |  |  | 0 | MECHANICAL WORK |  |  |  |  | 0 | MECHANICAL WORK |  |  |  |  | 0 | MECHANICAL WORK |  |  |  |  | 0 | MECHANICAL WORK |  |  |  |  | 0 | MECHANICAL WORK |  |  |  |  | 0 | MECHANICAL WORK |  |  |  |  | 0 | MECHANICAL WORK |  |  |  |  | 0 | MECHANICAL WORK |  |  |  |  | 0 | MECHANICAL WORK |  |  |  |  | 0 | MECHANICAL WORK |  |  |  |  | 0 | MECHANICAL WORK |  |  |  |  | 0 | MECHANICAL WORK |  |  |  |  | 0 | MECHANICAL WORK |  |  |  |  | 0 | MECHANICAL WORK |  |  |  |  | 0 | MECHANICAL WORK |  |  |  |  | 0
1 | 1. General testing and cleaning Conduct general testing and refurbishment for the plumping networks including the following activities: 1. Maintain and clean all sanitary drainage networks by using the proper tools and instruments such as water jet, powered spring, ...etc. from each fixture up to the nearest connected manhole. 2. Inspect all manholes and clean them up to the existing septic tank. Price shall include replacing any damaged part during inspection and/or work. 3. Pressurize the existing water network to determine the leakage points and replace any defected part such as but not limited to tees, elbows, valves, ...etc. 4. Test the existing water tank and replace any defeated component such as valves, tank cover, vent pipe, ...etc. | L.S | 150 | 1 | 1 | 0 | 150 | 150 | 0 | 1 | 1 | 0 | 150 | 150 | 0 | 1 | 1 | 0 | 150 | 150 | 0 | 1 | 1 | 0 | 150 | 150 | 0 | 1 | 1 | 0 | 150 | 150 | 0 | 1 | 1 | 0 | 150 | 150 | 0 | 1 | 1 | 0 | 150 | 150 | 0 | 1 | 1 | 0 | 150 | 150 | 0 | 1 | 1 | 0 | 150 | 150 | 0 | 1 | 1 | 0 | 150 | 150 | 0 | 1 | 1 | 0 | 150 | 150 | 0 | 1 | 1 | 0 | 150 | 150 | 0 | 1 | 1 | 0 | 150 | 150 | 0 | 1 | 1 | 0 | 150 | 150 | 0 | 1 | 1 | 0 | 150 | 150 | 0 | 1 | 1 | 0 | 150 | 150 | 0 | 1 | 1 | 0 | 150 | 150 | 0 | 1 | 1 | 0 | 150 | 150 | 0 | 1 | 1 | 0 | 150 | 150 | 0 | 1 | 1 | 0 | 150 | 150 | 0 | 1 | 1 | 0 | 150 | 150 | 0 | 1 | 1 | 0 | 150 | 150 | 0 | 1 | 1 | 0 | 150 | 150 | 0 | 1 | 1 | 0 | 150 | 150 | 0 | 1 | 1 | 0 | 150 | 150 | 0 | 1 | 1 | 0 | 150 | 150 | 0 | 1 | 1 | 0 | 150 | 150 | 0 | 1 | 1 | 0 | 150 | 150 | 0 | 1 | 1 | 0 | 150 | 150 | 0 | 1 | 1 | 0 | 150 | 150 | 0 | 1 | 1 | 0 | 150 | 150 | 0 | 1 | 1 | 0 | 150 | 150 | 0 | 1 | 107 | 689.3 | 150 | 16050 | 0 | 1 | 1 | 0 | 150 | 150 | 0 | 1 | 1 | 0 | 150 | 150 | 0 | 1 | 1 | 0 | 150 | 150 | 0 | 1 | 1 | 0 | 150 | 150 | 0 | 1 | 1 | 0 | 150 | 150 | 0 | 1 | 1 | 0 | 150 | 150 | 0 | 1 | 1 | 0 | 150 | 150 | 0 | 1 | 1 | 0 | 150 | 150 | 0 | 1 | 1 | 0 | 150 | 150 | 0 | 1 | 1 | 0 | 150 | 150 | 0 | 1 | 1 | 0 | 150 | 150 | 0 | 1 | 1 | 0 | 150 | 150 | 0 | 1 | 1 | 0 | 150 | 150 | 0 | 1 | 1 | 0 | 150 | 150 | 0 | 1 | 1 | 0 | 150 | 150 | 0 | 1 | 1 | 0 | 150 | 150 | 0 | 1 | 1 | 0 | 150 | 150 | 0 | 1 | 1 | 0 | 150 | 150 | 0 | 1 | 1 | 0 | 150 | 150 | 0 | 1 | 1 | 0 | 150 | 150 | 0 | 1 | 1 | 0 | 150 | 150 | 0 | 1 | 1 | 0 | 150 | 150 | 0 | 1 | 1 | 0 | 150 | 150 | 0 | 1 | 1 | 0 | 150 | 150 | 0 | 1 | 1 | 0 | 150 | 150 | 0 | 1 | 1 | 0 | 150 | 150 | 0 | 1 | 1 | 0 | 150 | 150 | 0 | 1 | 1 | 0 | 150 | 150 | 0 | 1 | 1 | 0 | 150 | 150 | 0 | 1 | 1 | 0 | 150 | 150 | 0 | 1 | 1 | 0 | 150 | 150 | 0 | 1 | 1 | 0 | 150 | 150 | 0 | 1 | 1 | 0 | 150 | 150 | 0 | 1 | 1 | 0 | 150 | 150 | 0 | 1 | 1 | 0 | 150 | 150 | 0 | 1 | 1 | 0 | 150 | 150 | 0 | 1 | 1 | 0 | 150 | 150 | 0 | 1 | 1 | 0 | 150 | 150 | 0 | 1 | 1 | 0 | 150 | 150 | 0 | 1 | 1 | 0 | 150 | 150 | 0 | 1 | 1 | 0 | 150 | 150 | 0 | 1 | 1 | 0 | 150 | 150 | 0 | 1 | 1 | 0 | 150 | 150 | 0 | 1 | 1 | 0 | 150 | 150 | 0 | 1 | 1 | 0 | 150 | 150 | 0 | 1 | 1 | 0 | 150 | 150 | 0 | 1 | 1 | 0 | 150 | 150 | 0 | 1 | 1 | 0 | 150 | 150 | 0 | 1 | 1 | 0 | 150 | 150 | 0 | 1 | 1 | 0 | 150 | 150 | 0 | 1 | 1 | 0 | 150 | 150 | 0 | 1 | 1 | 0 | 150 | 150 | 0 | 1 | 1 | 0 | 150 | 150 | 0 | 1 | 1 | 0 | 150 | 150 | 0 | 1 | 1 | 0 | 150 | 150 | 0 | 1 | 1 | 0 | 150 | 150 | 0 | 1 | 1 | 0 | 150 | 150 | 0 | 1 | 1 | 0 | 150 | 150 | 0 | 1 | 1 | 0 | 150 | 150 | 0 | 1 | 1 | 0 | 150 | 150 | 0 | 1 | 1 | 0 | 150 | 150 | 0 | [6 empty] | 1 | 1 | 0 | 150 | 150 | 0 | 1 | 1 | 0 | 150 | 150 | 0 | 1 | 1 | 0 | 150 | 150 | 0 | 1 | 1 | 0 | 150 | 150 | 0 | 1 | 1 | 0 | 150 | 150 | 0 | 1 | 1 | 0 | 150 | 150 | 0 | 1 | 1 | 0 | 150 | 150 | 0 | 1 | 1 | 0 | 150 | 150 | 0 | 1 | 1 | 0 | 150 | 150 | 0 | 1 | 1 | 0 | 150 | 150 | 0 | 1 | 1 | 0 | 150 | 150 | 0 | 1 | 1 | 0 | 150 | 150 | 0 | 1 | 1 | 0 | 150 | 150 | 0 | 1 | 1 | 0 | 150 | 150 | 0 | 1 | 1 | 0 | 150 | 150 | 0 | 1 | 1 | 0 | 150 | 150 | 0 | 1 | 1 | 0 | 150 | 150 | 0 | 1 | 1 | 0 | 150 | 150 | 0 | 1 | 1 | 0 | 150 | 150 | 0 | 1 | 1 | 0 | 150 | 150 | 0 | 1 | 1 | 0 | 150 | 150 | 0 | 1 | 1 | 0 | 150 | 150 | 0 | 1 | 1 | 0 | 150 | 150 | 0 | 1 | 1 | 0 | 150 | 150 | 0 | 1 | 1 | 0 | 150 | 150 | 0 | 1 | 1 | 0 | 150 | 150 | 0 | 1 | 1 | 0 | 150 | 150 | 0 | 1 | 1 | 0 | 150 | 150 | 0 | 1 | 1 | 0 | 150 | 150 | 0 | 1 | 1 | 0 | 150 | 150 | 0 | 1 | 1 | 0 | 150 | 150 | 0 | 1 | 1 | 0 | 150 | 150 | 0 | 1 | 1 | 0 | 150 | 150 | 0 | 1 | 1 | 0 | 150 | 150 | 0 | 1 | 1 | 0 | 150 | 150 | 0 | 1 | 1 | 0 | 150 | 150 | 0 | 1 | 1 | 0 | 150 | 150 | 0 | 1 | 1 | 0 | 150 | 150 | 0 | 1 | 1 | 0 | 150 | 150 | 0 | 1 | 1 | 0 | 150 | 150 | 0 | 1 | 1 | 0 | 150 | 150 | 0 | 1 | 1 | 0 | 150 | 150 | 0 | 1 | 1 | 0 | 150 | 150 | 0 | 1 | 1 | 0 | 150 | 150 | 0 | 1 | 1 | 0 | 150 | 150 | 0 | 1 | 1 | 0 | 150 | 150 | 0 | 1 | 1 | 0 | 150 | 150 | 0 | 1 | 1 | 0 | 150 | 150 | 0 | 1 | 1 | 0 | 150 | 150 | 0 | 1 | 1 | 0 | 150 | 150 | 0 | 1 | 1 | 0 | 150 | 150 | 0 | 1 | 1 | 0 | 150 | 150 | 0 | 1 | 1 | 0 | 150 | 150 | 0 | 1 | 1 | 0 | 150 | 150 | 0 | 1 | 1 | 0 | 150 | 150 | 0 | 1 | 1 | 0 | 150 | 150 | 0 | 1 | 1 | 0 | 150 | 150 | 0 | 1 | 1 | 0 | 150 | 150 | 0 | 1 | 1 | 0 | 150 | 150 | 0
2.1 | HDPE Round Water Tank Plastic, Sintex Supply and install 2 cubic meter of cylindrical water tank manufactured from HDPE 3 layers, food grade, complete with drain valve, cover, gate valve, float valve, vent pipe, and ready to use as per UNOPS engineers’ instructions and approval. | no. | 200 | 2.1 | 1 | 0 | 200 | 200 | 0 | 2.1 | 1 | 0 | 200 | 200 | 0 | 2.1 | 1 | 0 | 200 | 200 | 0 | 2.1 | 1 | 0 | 200 | 200 | 0 | [6 empty] | 2.1 | 1 | 0 | 200 | 200 | 0 | 2.1 | 1 | 0 | 200 | 200 | 0 | 2.1 | 1 | 0 | 200 | 200 | 0 | [6 empty] | 2.1 | 1 | 0 | 200 | 200 | 0 | 2.1 | 1 | 0 | 200 | 200 | 0 | 2.1 | 1 | 0 | 200 | 200 | 0 | 2.1 | 1 | 0 | 200 | 200 | 0 | [6 empty] | 2.1 | 1 | 0 | 200 | 200 | 0 | 2.1 | 1 | 0 | 200 | 200 | 0 | 2.1 | 1 | 0 | 200 | 200 | 0 | [6 empty] | 2.1 | 1 | 0 | 200 | 200 | 0 | 2.1 | 1 | 0 | 200 | 200 | 0 | [6 empty] | 2.1 | 1 | 0 | 200 | 200 | 0 | 2.1 | 1 | 0 | 200 | 200 | 0 | 2.1 | 1 | 0 | 200 | 200 | 0 | 2.1 | 2 | 0 | 200 | 400 | 0 | 2.1 | 1 | 0 | 200 | 200 | 0 | 2.1 | 1 | 0 | 200 | 200 | 0 | [12 empty] | 2.1 | 1 | 0 | 200 | 200 | 0 | 2.1 | 1 | 0 | 200 | 200 | 0 | 2.1 | 1 | 0 | 200 | 200 | 0 | 2.1 | -952 | 438.3 | 200 | -190400 | 0 | [6 empty] | 2.1 | 1 | 0 | 200 | 200 | 0 | 2.1 | 1 | 0 | 200 | 200 | 0 | 2.1 | 1 | 0 | 200 | 200 | 0 | 2.1 | 1 | 0 | 200 | 200 | 0 | 2.1 | 1 | 0 | 200 | 200 | 0 | 2.1 | 2 | 0 | 200 | 400 | 0 | 2.1 | 1 | 0 | 200 | 200 | 0 | 2.1 | 1 | 0 | 200 | 200 | 0 | 2.1 | 1 | 0 | 200 | 200 | 0 | 2.1 | 1 | 0 | 200 | 200 | 0 | 2.1 | 1 | 0 | 200 | 200 | 0 | [6 empty] | 2.1 | 1 | 0 | 200 | 200 | 0 | 2.1 | 1 | 0 | 200 | 200 | 0 | 2.1 | 1 | 0 | 200 | 200 | 0 | 2.1 | 1 | 0 | 200 | 200 | 0 | 2.1 | 1 | 0 | 200 | 200 | 0 | 2.1 | 1 | 0 | 200 | 200 | 0 | 2.1 | 1 | 0 | 200 | 200 | 0 | 2.1 | 1 | 0 | 200 | 200 | 0 | 2.1 | 1 | 0 | 200 | 200 | 0 | 2.1 | 1 | 0 | 200 | 200 | 0 | 2.1 | 1 | 0 | 200 | 200 | 0 | 2.1 | 1 | 0 | 200 | 200 | 0 | 2.1 | 1 | 0 | 200 | 200 | 0 | 2.1 | 1 | 0 | 200 | 200 | 0 | 2.1 | 1 | 0 | 200 | 200 | 0 | 2.1 | 1 | 0 | 200 | 200 | 0 | [6 empty] | 2.1 | 1 | 0 | 200 | 200 | 0 | 2.1 | 1 | 0 | 200 | 200 | 0 | 2.1 | 1 | 0 | 200 | 200 | 0 | 2.1 | 1 | 0 | 200 | 200 | 0 | 2.1 | 1 | 0 | 200 | 200 | 0 | 2.1 | 1 | 0 | 200 | 200 | 0 | 2.1 | 1 | 0 | 200 | 200 | 0 | [6 empty] | 2.1 | 1 | 0 | 200 | 200 | 0 | 2.1 | 1 | 0 | 200 | 200 | 0 | 2.1 | 1 | 0 | 200 | 200 | 0 | 2.1 | 1 | 0 | 200 | 200 | 0 | 2.1 | 1 | 0 | 200 | 200 | 0 | 2.1 | 1 | 0 | 200 | 200 | 0 | 2.1 | 1 | 0 | 200 | 200 | 0 | 2.1 | 1 | 0 | 200 | 200 | 0 | [6 empty] | 2.1 | 1 | 0 | 200 | 200 | 0 | [6 empty] | 2.1 | 1 | 0 | 200 | 200 | 0 | [6 empty] | 2.1 | 1 | 0 | 200 | 200 | 0 | 2.1 | 1 | 0 | 200 | 200 | 0 | 2.1 | 1 | 0 | 200 | 200 | 0 | 2.1 | 1 | 0 | 200 | 200 | 0 | [6 empty] | 2.1 | 0 | 0 | 200 | 0 | 0 | [6 empty] | 2.1 | 1 | 0 | 200 | 200 | 0 | 2.1 | 1 | 0 | 200 | 200 | 0 | 2.1 | 1 | 0 | 200 | 200 | 0 | [6 empty] | 2.1 | 1 | 0 | 200 | 200 | 0 | 2.1 | 1 | 0 | 200 | 200 | 0 | 2.1 | 1 | 0 | 200 | 200 | 0 | 2.1 | 1 | 0 | 200 | 200 | 0 | 2.1 | 1 | 0 | 200 | 200 | 0 | 2.1 | 0 | 0 | 200 | 0 | 0 | [6 empty] | 2.1 | 1 | 0 | 200 | 200 | 0 | 2.1 | 1 | 0 | 200 | 200 | 0 | [6 empty] | 2.1 | 1 | 0 | 200 | 200 | 0 | 2.1 | 1 | 0 | 200 | 200 | 0 | 2.1 | 1 | 0 | 200 | 200 | 0 | 2.1 | 1 | 0 | 200 | 200 | 0 | 2.1 | 1 | 0 | 200 | 200 | 0 | 2.1 | 1 | 0 | 200 | 200 | 0 | 2.1 | 1 | 0 | 200 | 200 | 0 | 2.1 | 1 | 0 | 200 | 200 | 0 | 2.1 | 1 | 0 | 200 | 200 | 0 | [6 empty] | 2.1 | 2 | 0 | 200 | 400 | 0 | [6 empty] | 2.1 | 1 | 0 | 200 | 200 | 0 | 2.1 | 1 | 0 | 200 | 200 | 0 | 2.1 | 1 | 0 | 200 | 200 | 0 | 2.1 | 0 | 0 | 200 | 0 | 0 | 2.1 | 1 | 0 | 200 | 200 | 0 | 2.1 | 1 | 0 | 200 | 200 | 0 | 2.1 | 1 | 0 | 200 | 200 | 0 | 2.1 | 1 | 0 | 200 | 200 | 0 | 2.1 | 1 | 0 | 200 | 200 | 0 | 2.1 | 1 | 0 | 200 | 200 | 0 | 2.1 | 1 | 0 | 200 | 200 | 0 | 2.1 | 1 | 0 | 200 | 200 | 0 | 2.1 | 1 | 0 | 200 | 200 | 0 | 2.1 | 1 | 0 | 200 | 200 | 0 | 2.1 | 1 | 0 | 200 | 200 | 0 | 2.1 | 1 | 0 | 200 | 200 | 0 | 2.1 | 1 | 0 | 200 | 200 | 0 | 2.1 | 1 | 0 | 200 | 200 | 0 | 2.1 | 1 | 0 | 200 | 200 | 0 | 2.1 | 1 | 0 | 200 | 200 | 0 | 2.1 | 1 | 0 | 200 | 200 | 0 | 2.1 | 1 | 0 | 200 | 200 | 0 | 2.1 | 1 | 0 | 200 | 200 | 0 | 2.1 | 1 | 0 | 200 | 200 | 0 | 2.1 | 1 | 0 | 200 | 200 | 0 | 2.1 | 1 | 0 | 200 | 200 | 0 | 2.1 | 1 | 0 | 200 | 200 | 0 | 2.1 | 1 | 0 | 200 | 200 | 0 | 2.1 | 1 | 0 | 200 | 200 | 0 | [6 empty] | 2.1 | 1 | 0 | 200 | 200 | 0 | 2.1 | 1 | 0 | 200 | 200 | 0 | 2.1 | 1 | 0 | 200 | 200 | 0 | 2.1 | 1 | 0 | 200 | 200 | 0 | 2.1 | 1 | 0 | 200 | 200 | 0 | 2.1 | 1 | 0 | 200 | 200 | 0 | 2.1 | 1 | 0 | 200 | 200 | 0
2.2 | Steel plate Tank (2000)L Supply and install Galvanized 2 mm steel sheet roof mounted water tank, with 1 1/4” galv. Steel pipe from inside between four sides, including 1.25” galv. Pipes, 35 cm height base, one high pressure, 0.75” float valve, 0.75 “clean outlet, 45 x 45 cm hinged cover, with lock Size 2000 liters. As per UNOPS MEP engineer instruction and approval. | no. | 250 | [618 empty] | 2.2 | 0 | 0 | 250 | 0 | 0 | 2.2 | 1 | 0 | 250 | 250 | 0
2.3 | Steel Structure Frame Base Supply and install galvanized steel stand and base for water tanks, dimension (1.2 x 1.2 x 1.5) m height as the detail in the design drawings. As per UNOPS MEP engineer instruction and approval. | no. | 50 | 2.3 | 1 | 0 | 50 | 50 | 0 | 2.3 | 1 | 0 | 50 | 50 | 0 | 2.3 | 1 | 0 | 50 | 50 | 0 | 2.3 | 1 | 0 | 50 | 50 | 0 | [6 empty] | 2.3 | 1 | 0 | 50 | 50 | 0 | 2.3 | 1 | 0 | 50 | 50 | 0 | 2.3 | 1 | 0 | 50 | 50 | 0 | [6 empty] | 2.3 | 1 | 0 | 50 | 50 | 0 | 2.3 | 1 | 0 | 50 | 50 | 0 | 2.3 | 1 | 0 | 50 | 50 | 0 | 2.3 | 1 | 0 | 50 | 50 | 0 | [6 empty] | 2.3 | 1 | 0 | 50 | 50 | 0 | 2.3 | 1 | 0 | 50 | 50 | 0 | 2.3 | 1 | 0 | 50 | 50 | 0 | [6 empty] | 2.3 | 1 | 0 | 50 | 50 | 0 | 2.3 | 1 | 0 | 50 | 50 | 0 | [6 empty] | 2.3 | 1 | 0 | 50 | 50 | 0 | 2.3 | 1 | 0 | 50 | 50 | 0 | 2.3 | 1 | 0 | 50 | 50 | 0 | 2.3 | 2 | 0 | 50 | 100 | 0 | 2.3 | 1 | 0 | 50 | 50 | 0 | 2.3 | 1 | 0 | 50 | 50 | 0 | [12 empty] | 2.3 | 1 | 0 | 50 | 50 | 0 | 2.3 | 1 | 0 | 50 | 50 | 0 | 2.3 | 1 | 0 | 50 | 50 | 0 | 2.3 | 66 | 3036.6 | 50 | 3300 | 0 | [6 empty] | 2.3 | 1 | 0 | 50 | 50 | 0 | 2.3 | 1 | 0 | 50 | 50 | 0 | 2.3 | 1 | 0 | 50 | 50 | 0 | 2.3 | 1 | 0 | 50 | 50 | 0 | 2.3 | 1 | 0 | 50 | 50 | 0 | 2.3 | 2 | 0 | 50 | 100 | 0 | 2.3 | 1 | 0 | 50 | 50 | 0 | 2.3 | 1 | 0 | 50 | 50 | 0 | 2.3 | 1 | 0 | 50 | 50 | 0 | 2.3 | 1 | 0 | 50 | 50 | 0 | 2.3 | 1 | 0 | 50 | 50 | 0 | [6 empty] | 2.3 | 1 | 0 | 50 | 50 | 0 | 2.3 | 1 | 0 | 50 | 50 | 0 | 2.3 | 1 | 0 | 50 | 50 | 0 | 2.3 | 1 | 0 | 50 | 50 | 0 | 2.3 | 1 | 0 | 50 | 50 | 0 | 2.3 | 1 | 0 | 50 | 50 | 0 | 2.3 | 1 | 0 | 50 | 50 | 0 | 2.3 | 1 | 0 | 50 | 50 | 0 | 2.3 | 1 | 0 | 50 | 50 | 0 | 2.3 | 1 | 0 | 50 | 50 | 0 | 2.3 | 1 | 0 | 50 | 50 | 0 | 2.3 | 1 | 0 | 50 | 50 | 0 | 2.3 | 1 | 0 | 50 | 50 | 0 | 2.3 | 1 | 0 | 50 | 50 | 0 | 2.3 | 1 | 0 | 50 | 50 | 0 | 2.3 | 1 | 0 | 50 | 50 | 0 | [6 empty] | 2.3 | 1 | 0 | 50 | 50 | 0 | 2.3 | 1 | 0 | 50 | 50 | 0 | [12 empty] | 2.3 | 1 | 0 | 50 | 50 | 0 | 2.3 | 1 | 0 | 50 | 50 | 0 | 2.3 | 1 | 0 | 50 | 50 | 0 | [6 empty] | 2.3 | 1 | 0 | 50 | 50 | 0 | 2.3 | 1 | 0 | 50 | 50 | 0 | 2.3 | 1 | 0 | 50 | 50 | 0 | 2.3 | 1 | 0 | 50 | 50 | 0 | 2.3 | 1 | 0 | 50 | 50 | 0 | 2.3 | 1 | 0 | 50 | 50 | 0 | 2.3 | 1 | 0 | 50 | 50 | 0 | 2.3 | 1 | 0 | 50 | 50 | 0 | [6 empty] | 2.3 | 1 | 0 | 50 | 50 | 0 | [6 empty] | 2.3 | 1 | 0 | 50 | 50 | 0 | [6 empty] | 2.3 | 1 | 0 | 50 | 50 | 0 | 2.3 | 1 | 0 | 50 | 50 | 0 | 2.3 | 1 | 0 | 50 | 50 | 0 | 2.3 | 1 | 0 | 50 | 50 | 0 | [6 empty] | 2.3 | 1 | 0 | 50 | 50 | 0 | [6 empty] | 2.3 | 1 | 0 | 50 | 50 | 0 | 2.3 | 1 | 0 | 50 | 50 | 0 | 2.3 | 1 | 0 | 50 | 50 | 0 | 2.3 | 1 | 0 | 50 | 50 | 0 | 2.3 | 1 | 0 | 50 | 50 | 0 | 2.3 | 1 | 0 | 50 | 50 | 0 | 2.3 | 1 | 0 | 50 | 50 | 0 | 2.3 | 1 | 0 | 50 | 50 | 0 | 2.3 | 2 | 0 | 50 | 100 | 0 | 2.3 | 0 | 0 | 50 | 0 | 0 | [6 empty] | 2.3 | 1 | 0 | 50 | 50 | 0 | 2.3 | 1 | 0 | 50 | 50 | 0 | 2.3 | 1 | 0 | 50 | 50 | 0 | 2.3 | 1 | 0 | 50 | 50 | 0 | 2.3 | 1 | 0 | 50 | 50 | 0 | 2.3 | 1 | 0 | 50 | 50 | 0 | 2.3 | 1 | 0 | 50 | 50 | 0 | 2.3 | 1 | 0 | 50 | 50 | 0 | 2.3 | 1 | 0 | 50 | 50 | 0 | 2.3 | 1 | 0 | 50 | 50 | 0 | 2.3 | 1 | 0 | 50 | 50 | 0 | 2.3 | 1 | 0 | 50 | 50 | 0 | [6 empty] | 2.3 | 2 | 0 | 50 | 100 | 0 | [6 empty] | 2.3 | 1 | 0 | 50 | 50 | 0 | 2.3 | 1 | 0 | 50 | 50 | 0 | 2.3 | 1 | 0 | 50 | 50 | 0 | [6 empty] | 2.3 | 1 | 0 | 50 | 50 | 0 | 2.3 | 1 | 0 | 50 | 50 | 0 | 2.3 | 1 | 0 | 50 | 50 | 0 | 2.3 | 1 | 0 | 50 | 50 | 0 | 2.3 | 1 | 0 | 50 | 50 | 0 | 2.3 | 1 | 0 | 50 | 50 | 0 | 2.3 | 1 | 0 | 50 | 50 | 0 | 2.3 | 1 | 0 | 50 | 50 | 0 | 2.3 | 1 | 0 | 50 | 50 | 0 | 2.3 | 1 | 0 | 50 | 50 | 0 | 2.3 | 1 | 0 | 50 | 50 | 0 | 2.3 | 1 | 0 | 50 | 50 | 0 | 2.3 | 1 | 0 | 50 | 50 | 0 | 2.3 | 1 | 0 | 50 | 50 | 0 | 2.3 | 1 | 0 | 50 | 50 | 0 | 2.3 | 1 | 0 | 50 | 50 | 0 | 2.3 | 1 | 0 | 50 | 50 | 0 | 2.3 | 1 | 0 | 50 | 50 | 0 | 2.3 | 1 | 0 | 50 | 50 | 0 | 2.3 | 1 | 0 | 50 | 50 | 0 | 2.3 | 1 | 0 | 50 | 50 | 0 | 2.3 | 1 | 0 | 50 | 50 | 0 | 2.3 | 1 | 0 | 50 | 50 | 0 | 2.3 | 1 | 0 | 50 | 50 | 0 | 2.3 | 1 | 0 | 50 | 50 | 0 | [6 empty] | 2.3 | 1 | 0 | 50 | 50 | 0 | 2.3 | 1 | 0 | 50 | 50 | 0 | 2.3 | 1 | 0 | 50 | 50 | 0 | 2.3 | 1 | 0 | 50 | 50 | 0 | 2.3 | 1 | 0 | 50 | 50 | 0 | 2.3 | 1 | 0 | 50 | 50 | 0 | 2.3 | 1 | 0 | 50 | 50 | 0
3.1 | water pipe PPR (1/2)" Supply and install DIA 1/2" PPR water pipes PN 16, constructed from PP-R material. Pipes shall not react to water passing through it. Pipes surface shall be smooth and uniform. Pipes shall be made of polypropylene random which is corrosion and heat–resistant and shall insure perfect water neutrality according to drinking water piping standard DIN 1988 section 2, DIN 8078, DIN 16926, DIN EN ISO/ BS EN ISO 15874. | m.l. | 7 | [618 empty] | 3.1 | 0 | 0 | 7 | 0 | 0
3.2 | water pipe PPR (3/4)" Supply and install DIA 3/4" PPR water pipes PN 16, constructed from PP-R material. Pipes shall not react to water passing through it. Pipes surface shall be smooth and uniform. Pipes shall be made of polypropylene random which is corrosion and heat–resistant and shall insure perfect water neutrality according to drinking water piping standard DIN 1988 section 2, DIN 8078, DIN 16926, DIN EN ISO/ BS EN ISO 15874. | m.l. | 8 | 3.2 | 18 | 0 | 8 | 144 | 0 | 3.2 | 42 | 0 | 8 | 336 | 0 | 3.2 | 15 | 0 | 8 | 120 | 0 | 3.2 | 20 | 0 | 8 | 160 | 0 | 3.2 | 16 | 0 | 8 | 128 | 0 | 3.2 | 24 | 0 | 8 | 192 | 0 | 3.2 | 42 | 0 | 8 | 336 | 0 | 3.2 | 20 | 0 | 8 | 160 | 0 | 3.2 | 8 | 0 | 8 | 64 | 0 | 3.2 | 18 | 0 | 8 | 144 | 0 | 3.2 | 12 | 0 | 8 | 96 | 0 | 3.2 | 18 | 0 | 8 | 144 | 0 | 3.2 | 36 | 0 | 8 | 288 | 0 | [6 empty] | 3.2 | 36 | 0 | 8 | 288 | 0 | 3.2 | 36 | 0 | 8 | 288 | 0 | 3.2 | 12 | 0 | 8 | 96 | 0 | [6 empty] | 3.2 | 18 | 0 | 8 | 144 | 0 | 3.2 | 38 | 0 | 8 | 304 | 0 | 3.2 | 12 | 0 | 8 | 96 | 0 | 3.2 | 16 | 0 | 8 | 128 | 0 | 3.2 | 30 | 0 | 8 | 240 | 0 | 3.2 | 30 | 0 | 8 | 240 | 0 | 3.2 | 12 | 0 | 8 | 96 | 0 | 3.2 | 38 | 0 | 8 | 304 | 0 | 3.2 | 44 | 0 | 8 | 352 | 0 | [6 empty] | 3.2 | 12 | 0 | 8 | 96 | 0 | [6 empty] | 3.2 | 53 | 0 | 8 | 424 | 0 | [6 empty] | 3.2 | 49 | 0 | 8 | 392 | 0 | [12 empty] | 3.2 | 58 | 0 | 8 | 464 | 0 | 3.2 | 34 | 0 | 8 | 272 | 0 | 3.2 | 30 | 0 | 8 | 240 | 0 | 3.2 | 18 | 0 | 8 | 144 | 0 | 3.2 | 36 | 0 | 8 | 288 | 0 | 3.2 | 40 | 0 | 8 | 320 | 0 | 3.2 | 36 | 0 | 8 | 288 | 0 | 3.2 | 12 | 0 | 8 | 96 | 0 | 3.2 | 36 | 0 | 8 | 288 | 0 | 3.2 | 26 | 0 | 8 | 208 | 0 | 3.2 | 12 | 0 | 8 | 96 | 0 | 3.2 | 8 | 0 | 8 | 64 | 0 | 3.2 | 8 | 0 | 8 | 64 | 0 | 3.2 | 30 | 0 | 8 | 240 | 0 | 3.2 | 41 | 0 | 8 | 328 | 0 | 3.2 | 20 | 0 | 8 | 160 | 0 | 3.2 | 8 | 0 | 8 | 64 | 0 | 3.2 | 24 | 0 | 8 | 192 | 0 | 3.2 | 57 | 0 | 8 | 456 | 0 | 3.2 | 30 | 0 | 8 | 240 | 0 | 3.2 | 20 | 0 | 8 | 160 | 0 | 3.2 | 28 | 0 | 8 | 224 | 0 | 3.2 | 10 | 0 | 8 | 80 | 0 | 3.2 | 30 | 0 | 8 | 240 | 0 | 3.2 | 24 | 0 | 8 | 192 | 0 | 3.2 | 30 | 0 | 8 | 240 | 0 | 3.2 | 40 | 0 | 8 | 320 | 0 | 3.2 | 33 | 0 | 8 | 264 | 0 | 3.2 | 36 | 0 | 8 | 288 | 0 | 3.2 | 12 | 0 | 9 | 108 | 1 | 3.2 | 10 | 0 | 8 | 80 | 0 | 3.2 | 10 | 0 | 8 | 80 | 0 | 3.2 | 30 | 0 | 8 | 240 | 0 | 3.2 | 36 | 0 | 8 | 288 | 0 | 3.2 | 28 | 0 | 8 | 224 | 0 | 3.2 | 6 | 0 | 8 | 48 | 0 | 3.2 | 27 | 0 | 8 | 216 | 0 | 3.2 | 15 | 0 | 8 | 120 | 0 | 3.2 | 20 | 0 | 8 | 160 | 0 | 3.2 | 10 | 0 | 8 | 80 | 0 | 3.2 | 32 | 0 | 8 | 256 | 0 | 3.2 | 30 | 0 | 8 | 240 | 0 | 3.2 | 16 | 0 | 8 | 128 | 0 | 3.2 | 36 | 0 | 8 | 288 | 0 | [6 empty] | 3.2 | 35 | 0 | 8 | 280 | 0 | 3.2 | 30 | 0 | 8 | 240 | 0 | 3.2 | 18 | 0 | 8 | 144 | 0 | 3.2 | 24 | 0 | 8 | 192 | 0 | 3.2 | 18 | 0 | 8 | 144 | 0 | 3.2 | 18 | 0 | 8 | 144 | 0 | 3.2 | 18 | 0 | 8 | 144 | 0 | 3.2 | 32 | 0 | 8 | 256 | 0 | 3.2 | 12 | 0 | 8 | 96 | 0 | 3.2 | 18 | 0 | 8 | 144 | 0 | 3.2 | 22 | 0 | 8 | 176 | 0 | 3.2 | 32 | 0 | 8 | 256 | 0 | 3.2 | 30 | 0 | 8 | 240 | 0 | 3.2 | 20 | 0 | 8 | 160 | 0 | 3.2 | 30 | 0 | 8 | 240 | 0 | 3.2 | 50 | 0 | 8 | 400 | 0 | 3.2 | 24 | 0 | 8 | 192 | 0 | 3.2 | 10 | 0 | 8 | 80 | 0 | 3.2 | 30 | 0 | 8 | 240 | 0 | 3.2 | 37 | 0 | 8 | 296 | 0 | [6 empty] | 3.2 | 18 | 0 | 8 | 144 | 0 | 3.2 | 36 | 0 | 8 | 288 | 0 | 3.2 | 12 | 0 | 8 | 96 | 0 | 3.2 | 20 | 0 | 8 | 160 | 0 | 3.2 | 30 | 0 | 8 | 240 | 0 | 3.2 | 12 | 0 | 8 | 96 | 0 | 3.2 | 30 | 0 | 8 | 240 | 0 | 3.2 | 12 | 0 | 8 | 96 | 0 | 3.2 | 20 | 0 | 8 | 160 | 0 | 3.2 | 32 | 0 | 8 | 256 | 0 | 3.2 | 36 | 0 | 8 | 288 | 0 | 3.2 | 32 | 0 | 8 | 256 | 0 | 3.2 | 24 | 0 | 8 | 192 | 0 | 3.2 | 36 | 0 | 8 | 288 | 0 | 3.2 | 36 | 0 | 8 | 288 | 0 | [6 empty] | 3.2 | 28 | 0 | 8 | 224 | 0 | 3.2 | 37 | 0 | 8 | 296 | 0 | 3.2 | 12 | 0 | 8 | 96 | 0 | 3.2 | 12 | 0 | 8 | 96 | 0 | 3.2 | 18 | 0 | 8 | 144 | 0 | 3.2 | 32 | 0 | 8 | 256 | 0 | 3.2 | 36 | 0 | 8 | 288 | 0 | 3.2 | 38 | 0 | 8 | 304 | 0 | 3.2 | 43 | 0 | 8 | 344 | 0 | 3.2 | 25 | 0 | 8 | 200 | 0 | 3.2 | 16 | 0 | 8 | 128 | 0 | 3.2 | 32 | 0 | 8 | 256 | 0 | 3.2 | 30 | 0 | 8 | 240 | 0 | 3.2 | 30 | 0 | 8 | 240 | 0 | 3.2 | 43 | 0 | 8 | 344 | 0 | 3.2 | 8 | 0 | 8 | 64 | 0 | 3.2 | 18 | 0 | 8 | 144 | 0 | 3.2 | 45 | 0 | 8 | 360 | 0 | 3.2 | 38 | 0 | 8 | 304 | 0 | 3.2 | 30 | 0 | 8 | 240 | 0 | 3.2 | 25 | 0 | 8 | 200 | 0 | 3.2 | 24 | 0 | 8 | 192 | 0 | 3.2 | 23 | 0 | 8 | 184 | 0 | 3.2 | 12 | 0 | 8 | 96 | 0 | 3.2 | 37 | 0 | 8 | 296 | 0 | 3.2 | 12 | 0 | 8 | 96 | 0 | 3.2 | 32 | 0 | 8 | 256 | 0 | 3.2 | 48 | 0 | 8 | 384 | 0 | 3.2 | 20 | 0 | 8 | 160 | 0 | [6 empty] | 3.2 | 26 | 0 | 8 | 208 | 0 | 3.2 | 36 | 0 | 8 | 288 | 0 | 3.2 | 36 | 0 | 8 | 288 | 0 | 3.2 | 32 | 0 | 8 | 256 | 0 | 3.2 | 34 | 0 | 8 | 272 | 0 | 3.2 | 12 | 0 | 8 | 96 | 0 | 3.2 | 12 | 0 | 8 | 96 | 0
4.1 | UPVC pipe at 50mm Diameter Supply and install UPVC pipes DIA 50 mm, for sanitary for underground drainage application, Pressure rating 10 Bar, to BS EN 1401, BS EN 1329, the pipes shall be joined by solvent cement, when chased or buried, and by rubber joints when run outside the building. | m.l. | 9 | [204 empty] | 3.2 | 25 | 0 | 9 | 225 | 0 | [36 empty] | 4.1 | 0 | 0 | 9 | 0 | 0 | [60 empty] | 4.1 | 2 |  | 9 |  | 0 | [30 empty] | 4.1 | 4 | 0 | 9 | 36 | 0 | 4.1 | 4 | 0 | 9 | 36 | 0 | [30 empty] | 4.1 | 1 | 0 | 9 | 9 | 0 | [126 empty] | 4.1 | 9 | 0 | 9 | 81 | 0 | [6 empty] | 4.1 | 0 | 0 | 9 | 0 | 0 | [12 empty] | 4.1 | 2 | 0 | 9 | 18 | 0 | [12 empty] | 4.1 | 3 | 0 | 9 | 27 | 0 | [6 empty] | 4.1 | 1 | 0 | 9 | 9 | 0 | [6 empty] | 4.1 | 0 | 0 | 9 | 0 | 0 | 4.1 | 0 | 0 | 9 | 0 | 0 | [6 empty] | 4.1 | 0 | 0 | 9 | 0 | 0 | 4.1 | 0 | 0 | 9 | 0 | 0 | [6 empty] | 4.1 | 0 | 0 | 9 | 0 | 0 | 4.1 | 0 | 0 | 9 | 0 | 0 | 4.1 | 0 | 0 | 9 | 0 | 0 | 4.1 | 0 | 0 | 9 | 0 | 0 | 4.1 | 0 | 0 | 9 | 0 | 0 | [48 empty] | 4.1 | 0 | 0 | 9 | 0 | 0 | [6 empty] | 4.1 | 2 | 0 | 9 | 18 | 0 | 4.1 | 0 | 0 | 9 | 0 | 0 | 4.1 | 4 | 0 | 9 | 36 | 0 | 4.1 | 4 | 0 | 9 | 36 | 0 | [168 empty] | 4.1 | 6 | 0 | 9 | 54 | 0 | 4.1 | 0 | 0 | 9 | 0 | 0
4.2 | UPVC pipe at 80mm Diameter Supply and install UPVC pipes DIA 80 mm, for sanitary for underground drainage application, Pressure rating 10 Bar, to BS EN 1401, BS EN 1329, the pipes shall be joined by solvent cement, when chased or buried, and by rubber joints when run outside the building. Rain pipe | m.l. | 12 | 4.2 | 3 | 0 | 12 | 36 | 0 | 4.2 | 6 | 0 | 12 | 72 | 0 | 4.2 | 18 | 0 | 12 | 216 | 0 | 4.2 | 9 | 0 | 12 | 660 | 0 | 4.2 | 3 | 0 | 12 | 36 | 0 | 4.2 | 9 | 0 | 12 | 108 | 0 | 4.2 | 12 | 0 | 12 | 144 | 0 | 4.2 | 6 | 0 | 12 | 72 | 0 | 4.2 | 9 | 0 | 12 | 108 | 0 | [6 empty] | 4.2 | 6 | 0 | 12 | 72 | 0 | 4.2 | 6 | 0 | 12 | 72 | 0 | 4.2 | 6 | 0 | 12 | 72 | 0 | 4.2 | 18 | 0 | 12 | 216 | 0 | [6 empty] | 4.2 | 3 | 0 | 12 | 36 | 0 | [6 empty] | 4.2 | 12 | 0 | 12 | 144 | [25 empty] | 4.2 | 6 | 0 | 12 | 72 | 0 | [12 empty] | 4.2 | 6 | 0 | 12 | 72 | 0 | [24 empty] | 4.2 | 36 | 0 | 12 | 432 | 0 | 4.2 | 12 | 0 | 12 | 144 | 0 | 4.2 | 18 | 0 | 12 | 216 | 0 | 4.2 | 18 | 0 | 12 | 216 | 0 | [6 empty] | 4.2 | 15 | 0 | 12 | 180 | 0 | 4.2 | 18 | 0 | 12 | 216 | 0 | 4.2 | 15 | 0 | 12 | 180 | 0 | [12 empty] | 4.2 | 18 | 0 | 12 | 216 | 0 | 4.2 | 15 | 0 | 12 | 180 | 0 | 4.2 | 15 | 0 | 12 | 180 | 0 | 4.2 | 15 | 0 | 12 | 180 | 0 | 4.2 | 15 | 0 | 12 | 180 | 0 | 4.2 | 15 | 0 | 12 | 180 | 0 | 4.2 | 18 | 0 | 12 | 216 | 0 | 4.2 | 15 | 0 | 12 | 180 | 0 | 4.2 | 6 | 0 | 12 | 72 | 0 | 4.2 | 12 | 0 | 12 | 144 | 0 | [18 empty] | 4.2 | 12 | 0 | 12 | 144 | 0 | 4.2 | 3 | 0 | 12 | 36 | 0 | 4.2 | 12 | 0 | 12 | 144 | 0 | 4.2 | 15 | 0 | 12 | 180 | 0 | 4.2 | 15 | 0 | 12 | 180 | 0 | 4.2 | 6 | 0 | 12 | 72 | 0 | 4.2 | 9 | 0 | 12 | 108 | 0 | 4.2 | 9 | 0 | 12 | 108 | 0 | 4.2 | 9 | 0 | 12 | 108 | 0 | 4.2 | 6 | 0 | 12 | 72 | 0 | 4.2 | 12 | 0 | 12 | 144 | 0 | 4.2 | 18 | 0 | 12 | 216 | 0 | 4.2 | 9 | 0 | 12 | 108 | 0 | 4.2 | 3 | 0 | 12 | 36 | 0 | 4.2 | 9 | 0 | 12 | 108 | 0 | 4.2 | 6 | 0 | 12 | 72 | 0 | 4.2 | 3 | 0 | 12 | 36 | 0 | [6 empty] | 4.2 | 3 | 0 | 12 | 36 | 0 | 4.2 | 3 | 0 | 12 | 36 | 0 | 4.2 | 3 | 0 | 12 | 36 | 0 | 4.2 | 3 | 0 | 12 | 36 | 0 | 4.2 | 9 | 0 | 12 | 108 | 0 | 4.2 | 3 | 0 | 12 | 36 | 0 | 4.2 | 6 | 0 | 12 | 72 | 0 | 4.2 | 9 | 0 | 12 | 108 | 0 | 4.2 | 6 | 0 | 12 | 72 | 0 | [6 empty] | 4.2 | 9 | 0 | 12 | 108 | 0 | 4.2 | 6 | 0 | 12 | 72 | 0 | 4.2 | 9 | 0 | 12 | 108 | 0 | 4.2 | 6 | 0 | 12 | 72 | 0 | 4.2 | 12 | 0 | 12 | 144 | 0 | 4.2 | 12 | 0 | 12 | 144 | 0 | 4.2 | 12 | 0 | 12 | 144 | 0 | 4.2 | 9 | 0 | 12 | 108 | 0 | 4.2 | 6 | 0 | 12 | 72 | 0 | 4.2 | 3 | 0 | 12 | 36 | 0 | 4.2 | 3 | 0 | 12 | 36 | 0 | 4.2 | 18 | 0 | 12 | 216 | 0 | 4.2 | 6 | 0 | 12 | 72 | 0 | 4.2 | 9 | 0 | 12 | 108 | 0 | 4.2 | 12 | 0 | 12 | 144 | 0 | 4.2 | 3 | 0 | 12 | 36 | 0 | 4.2 | 6 | 0 | 12 | 72 | 0 | 4.2 | 9 | 0 | 12 | 108 | 0 | 4.2 | 3 | 0 | 12 | 36 | 0 | 4.2 | 3 | 0 | 12 | 36 | 0 | 4.2 | 9 | 0 | 12 | 108 | 0 | 4.2 | 9 | 0 | 12 | 108 | 0 | 4.2 | 0 | 0 | 12 | 0 | 0 | [6 empty] | 4.2 | 3 | 0 | 12 | 36 | 0 | 4.2 | 6 | 0 | 12 | 72 | 0 | 4.2 | 3 | 0 | 12 | 36 | 0 | 4.2 | 3 | 0 | 12 | 36 | 0 | 4.2 | 3 | 0 | 12 | 36 | 0 | 4.2 | 3 | 0 | 12 | 36 | 0 | 4.2 | 9 | 0 | 12 | 108 | 0 | 4.2 | 9 | 0 | 12 | 108 | 0 | [24 empty] | 4.2 | 6 | 0 | 12 | 72 | 0 | 4.2 | 6 | 0 | 12 | 72 | 0 | 4.2 | 5 | 0 | 12 | 60 | 0 | 4.2 | 3 | 0 | 12 | 36 | 0 | 4.2 | 9 | 0 | 12 | 108 | 0 | 4.2 | 6 | 0 | 12 | 72 | 0 | 4.2 | 12 | 0 | 12 | 144 | 0 | 4.2 | 12 | 0 | 12 | 144 | 0 | 4.2 | 12 | 0 | 12 | 144 | 0 | 4.2 | 15 | 0 | 12 | 180 | 0 | 4.2 | 12 | 0 | 12 | 144 | 0 | 4.2 | 21 | 0 | 12 | 252 | 0 | 4.2 | 12 | 0 | 12 | 144 | 0 | 4.2 | 15 | 0 | 12 | 180 | 0 | 4.2 | 3 | 0 | 12 | 36 | 0 | 4.2 | 12 | 0 | 12 | 144 | 0 | 4.2 | 15 | 0 | 12 | 180 | 0 | 4.2 | 12 | 0 | 12 | 144 | 0 | 4.2 | 13 | 0 | 12 | 156 | 0 | 4.2 | 15 | 0 | 12 | 180 | 0 | 4.2 | 15 | 0 | 12 | 180 | 0 | [6 empty] | 4.2 | 15 | 0 | 12 | 180 | 0 | 4.2 | 9 | 0 | 12 | 108 | 0 | 4.2 | 18 | 0 | 12 | 216 | 0 | 4.2 | 12 | 0 | 12 | 144 | 0 | 4.2 | 15 | 0 | 12 | 180 | 0 | 4.2 | 12 | 0 | 12 | 144 | 0 | 4.2 | 21 | 0 | 12 | 252 | 0 | 4.2 | 15 | 0 | 12 | 180 | 0 | 4.2 | 21 | 0 | 12 | 252 | 0 | 4.2 | 15 | 0 | 12 | 180 | 0 | 4.2 | 18 | 0 | 12 | 216 | 0 | 4.2 | 15 | 0 | 12 | 180 | 0 | 4.2 | 21 | 0 | 12 | 252 | 0 | [6 empty] | 4.2 | 6 | 0 | 12 | 72 | 0
4.3 | UPVC pipe at 110mm Diameter Supply and install UPVC pipes DIA 110 mm, for sanitary for underground drainage application, Pressure rating 10 Bar, to BS EN 1401, BS EN 1329, the pipes shall be joined by solvent cement, when chased or buried, and by rubber joints when run outside the building. | m.l. | 30 | [6 empty] | 4.3 | 34 | 0 | 30 | 1020 | 0 | 4.3 | 18 | 0 | 30 | 540 | 0 | 4.3 | 22 | 0 | 30 | 400 | 0 | 4.3 | 6 | 0 | 30 | 180 | 0 | 4.3 | 18 | 0 | 30 | 540 | 0 | 4.3 | 20 | 0 | 30 | 600 | 0 | 4.3 | 18 | 0 | 30 | 540 | 0 | 4.3 | 28 | 0 | 30 | 840 | 0 | [6 empty] | 4.3 | 16 | 0 | 30 | 480 | 0 | 4.3 | 6 | 0 | 30 | 180 | 0 | 4.3 | 24 | 0 | 30 | 720 | 0 | [12 empty] | 4.3 | 16 | 0 | 30 | 480 | 0 | 4.3 | 12 | 0 | 30 | 360 | 0 | 4.3 | 10 | 0 | 30 | 300 | 0 | 4.3 | 8 | 0 | 30 | 240 | 0 | 4.3 | 8 | 0 | 30 | 240 | 0 | 4.3 | 4 | 0 | 30 | 120 | 0 | [6 empty] | 4.3 | 10 | 0 | 30 | 300 | 0 | 4.3 | 24 | 0 | 30 | 720 | 0 | [6 empty] | 4.3 | 30 | 0 | 30 | 900 | 0 | 4.3 | 38 | 0 | 30 | 1140 | 0 | [6 empty] | 4.3 | 18 | 0 | 30 | 540 | 0 | 4.3 | 24 | 0 | 30 | 720 | 0 | 4.3 | 55 | 0 | 30 | 1650 | 0 | 4.3 | 46 | 0 | 30 | 1380 | 0 | 4.3 | 241 | 251.3 | 9 | 2169 |  | 4.3 | 8 | 0 | 30 | 240 | 0 | [6 empty] | 4.3 | 60 | 0 | 30 | 1800 | 0 | 4.3 | 42 | 0 | 30 | 1260 | 0 | 4.3 | 25 | 0 | 30 | 750 | 0 | 4.3 | 8 | 0 | 30 | 240 | 0 | 4.3 | 24 | 0 | 30 | 720 | 0 | 4.3 | 6 | 0 | 30 | 180 | 0 | 4.3 | 21 | 0 | 30 | 630 | 0 | 4.3 | 23 | 0 | 30 | 690 | 0 | 4.3 | 33 | 0 | 30 | 990 | 0 | 4.3 | 20 | 0 | 30 | 600 | 0 | [6 empty] | 4.3 | 28 | 0 | 30 | 840 | 0 | 4.3 | 6 | 0 | 30 | 180 | 0 | 4.3 | 14 | 0 | 30 | 420 | 0 | 4.3 | 38 | 0 | 30 | 1140 | 0 | 4.3 | 20 | 0 | 30 | 600 | 0 | [12 empty] | 4.3 | 50 | 0 | 30 | 1500 | 0 | 4.3 | 18 | 0 | 30 | 540 | 0 | 4.3 | 20 | 0 | 30 | 600 | 0 | 4.3 | 12 | 0 | 30 | 360 | 0 | 4.3 | 20 | 0 | 30 | 600 | 0 | 4.3 | 18 | 0 | 30 | 540 | 0 | 4.3 | 18 | 0 | 30 | 540 | 0 | 4.3 | 18 | 0 | 30 | 540 | 0 | 4.3 | 22 | 0 | 30 | 660 | 0 | 4.3 | 24 | 0 | 30 | 720 | 0 | 4.3 | 12 | 0 | 30 | 360 | 0 | 4.3 | 8 | 0 | 30 | 240 | 0 | 4.3 | 12 | 0 | 30 | 360 | 0 | 4.3 | 6 | 0 | 30 | 180 | 0 | 4.3 | 32 | 0 | 30 | 960 | 0 | 4.3 | 24 | 0 | 30 | 720 | 0 | 4.3 | 32 | 0 | 30 | 960 | 0 | [6 empty] | 4.3 | 22 | 0 | 30 | 660 | 0 | 4.3 | 20 | 0 | 30 | 600 | 0 | 4.3 | 24 | 0 | 30 | 720 | 0 | 4.3 | 12 | 0 | 30 | 360 | 0 | 4.3 | 18 | 0 | 30 | 540 | 0 | 4.3 | 24 | 0 | 30 | 720 | 0 | 4.3 | 34 | 0 | 30 | 1020 | 0 | 4.3 | 18 | 0 | 30 | 540 | 0 | 4.3 | 2 | 0 | 30 | 60 | 0 | 4.3 | 30 | 0 | 30 | 900 | 0 | 4.3 | 24 | 0 | 30 | 720 | 0 | 4.3 | 18 | 0 | 30 | 540 | 0 | 4.3 | 18 | 0 | 30 | 540 | 0 | 4.3 | 20 | 0 | 30 | 600 | 0 | 4.3 | 18 | 0 | 30 | 540 | 0 | 4.3 | 18 | 0 | 30 | 540 | 0 | 4.3 | 26 | 0 | 30 | 780 | 0 | 4.3 | 12 | 0 | 30 | 360 | 0 | 4.3 | 24 | 0 | 30 | 720 | 0 | 4.3 | 30 | 0 | 30 | 900 | 0 | 4.3 | 16 | 0 | 30 | 480 | 0 | 4.3 | 21 | 0 | 30 | 630 | 0 | 4.3 | 35 | 0 | 30 | 1050 | 0 | 4.3 | 28 | 0 | 30 | 840 | 0 | 4.3 | 37 | 0 | 30 | 1110 | 0 | 4.3 | 6 | 0 | 30 | 180 | 0 | 4.3 | 14 | 0 | 30 | 420 | 0 | 4.3 | 18 | 0 | 30 | 540 | 0 | 4.3 | 18 | 0 | 30 | 540 | 0 | 4.3 | 12 | 0 | 30 | 360 | 0 | 4.3 | 24 | 0 | 30 | 720 | 0 | 4.3 | 24 | 0 | 30 | 720 | 0 | 4.3 | 12 | 0 | 30 | 360 | 0 | 4.3 | 11 | 0 | 30 | 330 | 0 | 4.3 | 6 | 0 | 30 | 180 | 0 | 4.3 | 12 | 0 | 30 | 360 | 0 | 4.3 | 21 | 0 | 30 | 630 | 0 | 4.3 | 12 | 0 | 30 | 360 | 0 | 4.3 | 24 | 0 | 30 | 720 | 0 | 4.3 | 22 | 0 | 30 | 660 | 0 | 4.3 | 15 | 0 | 30 | 450 | 0 | 4.3 | 24 | 0 | 30 | 720 | 0 | 4.3 | 13 | 0 | 30 | 390 | 0 | 4.3 | 33 | 0 | 30 | 990 | 0 | 4.3 | 32 | 0 | 30 | 960 | 0 | [6 empty] | 4.3 | 24 | 0 | 30 | 720 | 0 | 4.3 | 24 | 0 | 30 | 720 | 0 | [6 empty] | 4.3 | 6 | 0 | 30 | 180 | 0 | 4.3 | 18 | 0 | 30 | 540 | 0 | 4.3 | 26 | 0 | 30 | 780 | 0 | 4.3 | 24 | 0 | 30 | 720 | 0 | 4.3 | 24 | 0 | 30 | 720 | 0 | 4.3 | 37 | 0 | 30 | 1110 | 0 | 4.3 | 43 | 0 | 30 | 1290 | 0 | 4.3 | 18 | 0 | 30 | 540 | 0 | 4.3 | 20 | 0 | 30 | 600 | 0 | 4.3 | 37 | 0 | 30 | 1110 | 0 | 4.3 | 30 | 0 | 30 | 900 | 0 | 4.3 | 37 | 0 | 30 | 1110 | 0 | 4.3 | 3 | 0 | 30 | 90 | 0 | 4.3 | 22 | 0 | 30 | 660 | 0 | 4.3 | 26 | 0 | 30 | 780 | 0 | 4.3 | 16 | 0 | 30 | 480 | 0 | 4.3 | 24 | 0 | 30 | 720 | 0 | 4.3 | 50 | 0 | 30 | 1500 | 0 | 4.3 | 30 | 0 | 30 | 900 | 0 | 4.3 | 14 | 0 | 30 | 420 | 0 | 4.3 | 6 | 0 | 30 | 180 | 0 | 4.3 | 33 | 0 | 30 | 990 | 0 | 4.3 | 8 | 0 | 30 | 240 | 0 | 4.3 | 34 | 0 | 30 | 1020 | 0 | 4.3 | 12 | 0 | 30 | 360 | 0 | 4.3 | 23 | 0 | 30 | 690 | 0 | [6 empty] | 4.3 | 8 | 0 | 30 | 240 | 0 | 4.3 | 18 | 0 | 30 | 540 | 0 | 4.3 | 24 | 0 | 30 | 720 | 0 | 4.3 | 46 | 0 | 30 | 1380 | 0 | 4.3 | 34 | 0 | 30 | 1020 | 0 | 4.3 | 8 | 0 | 30 | 240 | 0 | 4.3 | 12 | 0 | 30 | 360 | 0
5 | Floor drain UPVC trapped floor gully Supply and install UPVC trapped floor gully FD with 110m. dia. top socket, three side inlet sockets, and one 110 mm. dia. outlet socket equipped with screwed plug for rodding. Each side inlet socket shall be 50 mm. dia. blanked off and must be cut out of inlet used. The top socket shall be fitted with 110 mm. dia. raising piece with a 150 mm. square top to suit standard floor tiles, together with a snap-in cover that provides channel for disposal of surface water. All floor drains shall be equipped with flush mounted removable grilles with frames recessed and sealed into a suitable prepared floor, finish to be approved by the Engineer. Stainless steel perimeter located floor drains are required. Connect the floor drains to the newly renovated drainage network. | no. | 200 | [6 empty] | 5 | 3 | 0 | 200 | 600 | 0 | 5 | 2 | 0 | 200 | 400 | 0 | 5 | 2 | 0 | 200 | 200 | 0 | 5 | 2 | 0 | 200 | 400 | 0 | 5 | 2 | 0 | 200 | 400 | 0 | 5 | 2 | 0 | 200 | 400 | 0 | 5 | 1 | 0 | 200 | 200 | 0 | 5 | 2 | 0 | 200 | 400 | 0 | [18 empty] | 5 | 3 | 0 | 200 | 600 | 0 | [12 empty] | 5 | 2 | 0 | 200 | 400 | 0 | 5 | 1 | 0 | 200 | 200 | 0 | 5 | 1 | 0 | 200 | 200 | 0 | 5 | 1 | 0 | 200 | 200 | 0 | 5 | 1 | 0 | 200 | 200 | 0 | [12 empty] | 5 | 2 | 0 | 200 | 400 | 0 | 5 | 3 | 0 | 200 | 600 | 0 | [6 empty] | 5 | 1 | 0 | 200 | 200 | 0 | 5 | 3 | 0 | 200 | 600 | 0 | [6 empty] | 5 | 2 | 0 | 200 | 400 | 0 | [6 empty] | 5 | 3 | 0 | 200 | 600 | 0 | 5 | 2 | 0 | 200 | 400 | 0 | 5 | 1 | 173 | 200 | 200 | 0 | 5 | 1 | 0 | 200 | 200 | 0 | [6 empty] | 5 | 2 | 0 | 200 | 400 | 0 | 5 | 0 | 0 | 200 | 0 | 0 | 5 | 0 | 0 | 200 | 0 | 0 | 5 | 2 | 0 | 200 | 400 | 0 | 5 | 3 | 0 | 200 | 600 | 0 | 5 | 3 | 0 | 200 | 600 | 0 | 5 | 2 | 0 | 200 | 400 | 0 | 5 | 2 | 0 | 200 | 400 | 0 | 5 | 1 | 0 | 200 | 200 | 0 | 5 | 2 | 0 | 200 | 400 | 0 | [6 empty] | 5 | 2 | 0 | 200 | 400 | 0 | 5 | 1 | 0 | 200 | 200 | 0 | 5 | 1 | 0 | 200 | 200 | 0 | 5 | 2 | 0 | 200 | 400 | 0 | 5 | 2 | 0 | 200 | 400 | 0 | [6 empty] | 5 | 1 | 0 | 200 | 200 | 0 | 5 | 2 | 0 | 200 | 400 | 0 | 5 | 1 | 0 | 200 | 200 | 0 | 5 | 2 | 0 | 200 | 400 | 0 | 5 | 3 | 0 | 200 | 600 | 0 | 5 | 3 | 0 | 200 | 600 | 0 | 5 | 2 | 0 | 200 | 400 | 0 | 5 | 2 | 0 | 200 | 400 | 0 | 5 | 3 | 0 | 200 | 600 | 0 | 5 | 3 | 0 | 200 | 600 | 0 | 5 | 2 | 0 | 200 | 400 | 0 | 5 | 3 | 0 | 200 | 600 | 0 | 5 | 1 | 0 | 200 | 200 | 0 | 5 | 1 | 0 | 200 | 200 | 0 | 5 | 1 | 0 | 200 | 200 | 0 | 5 | 3 | 0 | 200 | 600 | 0 | 5 | 3 | 0 | 200 | 600 | 0 | 5 | 3 | 0 | 200 | 600 | 0 | 5 | 2 | 0 | 200 | 400 | 0 | 5 | 3 | 0 | 200 | 600 | 0 | 5 | 2 | 0 | 200 | 400 | 0 | 5 | 3 | 0 | 200 | 600 | 0 | 5 | 2 | 0 | 200 | 400 | 0 | 5 | 2 | 0 | 200 | 400 | 0 | 5 | 3 | 0 | 200 | 600 | 0 | 5 | 3 | 0 | 200 | 600 | 0 | 5 | 2 | 0 | 200 | 400 | 0 | 5 | 1 | 0 | 200 | 200 | 0 | 5 | 2 | 0 | 200 | 400 | 0 | 5 | 3 | 0 | 200 | 600 | 0 | 5 | 2 | 0 | 200 | 400 | 0 | 5 | 2 | 0 | 200 | 400 | 0 | 5 | 2 | 1 | 200 | 400 | 0 | 5 | 2 | 0 | 200 | 400 | 0 | 5 | 2 | 0 | 200 | 400 | 0 | 5 | 3 | 0 | 200 | 600 | 0 | 5 | 3 | 0 | 200 | 600 | 0 | 5 | 0 | 0 | 200 | 0 | 0 | 5 | 3 | 0 | 200 | 600 | 0 | 5 | 2 | 0 | 200 | 400 | 0 | 5 | 3 | 0 | 200 | 600 | 0 | 5 | 2 | 0 | 200 | 400 | 0 | 5 | 3 | 0 | 200 | 600 | 0 | 5 | 2 | 0 | 200 | 400 | 0 | 5 | 1 | 0 | 200 | 200 | 0 | 5 | 1 | 0 | 200 | 200 | 0 | 5 | 3 | 0 | 200 | 600 | 0 | 5 | 2 | 0 | 200 | 400 | 0 | 5 | 0 | 0 | 200 | 0 | 0 | 5 | 3 | 0 | 200 | 600 | 0 | 5 | 3 | 0 | 200 | 600 | 0 | 5 | 1 | 0 | 200 | 200 | 0 | 5 | 3 | 0 | 200 | 600 | 0 | 5 | 1 | 0 | 200 | 200 | 0 | 5 | 1 | 0 | 200 | 200 | 0 | 5 | 2 | 0 | 200 | 400 | 0 | 5 | 1 | 0 | 200 | 200 | 0 | 5 | 2 | 0 | 200 | 400 | 0 | 5 | 2 | 0 | 200 | 400 | 0 | 5 | 3 | 0 | 200 | 600 | 0 | 5 | 3 | 0 | 200 | 600 | 0 | 5 | 3 | 0 | 200 | 600 | 0 | 5 | 3 | 0 | 200 | 600 | 0 | 5 | 2 | 0 | 200 | 400 | 0 | [6 empty] | 5 | 3 | 0 | 200 | 600 | 0 | 5 | 3 | 0 | 200 | 600 | 0 | 5 | 1 | 0 | 200 | 200 | 0 | 5 | 1 | 0 | 200 | 200 | 0 | 5 | 3 | 0 | 200 | 600 | 0 | 5 | 3 | 0 | 200 | 600 | 0 | 5 | 3 | 0 | 200 | 600 | 0 | 5 | 2 | 0 | 200 | 400 | 0 | 5 | 3 | 0 | 200 | 600 | 0 | 5 | 2 | 0 | 200 | 400 | 0 | 5 | 2 | 0 | 200 | 400 | 0 | 5 | 2 | 0 | 200 | 400 | 0 | 5 | 3 | 0 | 200 | 600 | 0 | 5 | 3 | 0 | 200 | 600 | 0 | 5 | 2 | 0 | 200 | 400 | 0 | 5 | 1 | 0 | 200 | 200 | 0 | 5 | 1 | 0 | 200 | 200 | 0 | 5 | 3 | 0 | 200 | 600 | 0 | 5 | 2 | 0 | 200 | 400 | 0 | 5 | 2 | 0 | 200 | 400 | 0 | 5 | 2 | 0 | 200 | 400 | 0 | 5 | 3 | 0 | 200 | 600 | 0 | 5 | 2 | 0 | 200 | 400 | 0 | 5 | 2 | 0 | 200 | 400 | 0 | 5 | 3 | 0 | 200 | 600 | 0 | 5 | 1 | 0 | 200 | 200 | 0 | 5 | 1 | 0 | 200 | 200 | 0 | 5 | 3 | 0 | 200 | 600 | 0 | 5 | 2 | 0 | 200 | 400 | 0 | [6 empty] | 5 | 1 | 0 | 200 | 200 | 0 | 5 | 3 | 0 | 200 | 600 | 0 | 5 | 3 | 0 | 200 | 600 | 0 | 5 | 2 | 0 | 200 | 400 | 0 | 5 | 3 | 0 | 200 | 600 | 0 | 5 | 1 | 0 | 200 | 200 | 0 | 5 | 1 | 0 | 200 | 200 | 0
6 | Supply and install concrete manhole (300x300) mm, depth is 600 to 1000 mm as determined by the drain pipes slopes in the shop drawings. The roof section shall be supplied with a circular opening for a cast iron manhole cover. | no. | 200 | [6 empty] | 6 | 3 | 0 | 200 | 600 | 0 | 6 | 1 | 0 | 200 | 200 | 0 | 6 | 1 | 0 | 200 | 120 | 0 | [6 empty] | 6 | 2 | 0 | 200 | 400 | 0 | 6 | 1 | 0 | 200 | 200 | 0 | 6 | 1 | 0 | 200 | 200 | 0 | 6 | 2 | 0 | 200 | 400 | 0 | [6 empty] | 6 | 2 | 0 | 200 | 400 | 0 | 6 | 2 | 0 | 200 | 400 | 0 | 6 | 3 | 0 | 200 | 600 | 0 | [12 empty] | 6 | 2 | 0 | 200 | 400 | 0 | 6 | 1 | 0 | 200 | 200 | 0 | 6 | 1 | 0 | 200 | 200 | 0 | 6 | 2 | 0 | 200 | 400 | 0 | 6 | 1 | 0 | 200 | 200 | 0 | 6 | 1 | 0 | 200 | 200 | 0 | [6 empty] | 6 | 1 | 0 | 200 | 200 | 0 | 6 | 3 | 0 | 200 | 600 | 0 | 6 | 1 | 0 | 200 | 200 | 0 | 6 | 4 | 0 | 200 | 800 | 0 | 6 | 2 | 0 | 200 | 400 | 0 | [6 empty] | 6 | 3 | 0 | 200 | 600 | 0 | 6 | 2 | 0 | 200 | 400 | 0 | 6 | 3 | 0 | 200 | 600 | 0 | 6 | 3 | 0 | 200 | 600 | 0 | 6 | 2 | 0 | 200 | 400 | 0 | [12 empty] | 6 | 2 | 0 | 200 | 400 | 0 | 6 | 2 | 0 | 200 | 400 | 0 | 6 | 1 | 0 | 200 | 200 | 0 | 6 | 1 | 0 | 200 | 200 | 0 | 6 | 2 | 0 | 200 | 400 | 0 | [6 empty] | 6 | 2 | 0 | 200 | 400 | 0 | 6 | 1 | 0 | 200 | 200 | 0 | 6 | 3 | 0 | 200 | 600 | 0 | 6 | 2 | 0 | 200 | 400 | 0 | [6 empty] | 6 | 3 | 0 | 200 | 600 | 0 | 6 | 1 | 0 | 200 | 200 | 0 | 6 | 2 | 0 | 200 | 400 | 0 | 6 | 4 | 0 | 200 | 800 | 0 | 6 | 3 | 0 | 200 | 600 | 0 | [12 empty] | 6 | 4 | 0 | 200 | 800 | 0 | 6 | 4 | 0 | 200 | 800 | 0 | 6 | 1 | 0 | 200 | 200 | 0 | 6 | 2 | 0 | 200 | 400 | 0 | 6 | 2 | 0 | 200 | 400 | 0 | 6 | 3 | 0 | 200 | 600 | 0 | 6 | 3 | 0 | 200 | 600 | 0 | 6 | 3 | 0 | 200 | 600 | 0 | 6 | 3 | 0 | 200 | 600 | 0 | 6 | 4 | 0 | 200 | 800 | 0 | 6 | 2 | 0 | 200 | 400 | 0 | 6 | 3 | 0 | 200 | 600 | 0 | 6 | 1 | 0 | 200 | 200 | 0 | 6 | 1 | 0 | 200 | 200 | 0 | 6 | 4 | 0 | 200 | 800 | 0 | 6 | 3 | 0 | 200 | 600 | 0 | 6 | 5 | 0 | 200 | 1000 | 0 | [6 empty] | 6 | 4 | 0 | 200 | 800 | 0 | 6 | 3 | 0 | 200 | 600 | 0 | 6 | 4 | 0 | 200 | 800 | 0 | 6 | 2 | 0 | 200 | 400 | 0 | 6 | 5 | 0 | 200 | 1000 | 0 | 6 | 5 | 0 | 200 | 1000 | 0 | 6 | 4 | 0 | 200 | 800 | 0 | 6 | 3 | 0 | 200 | 600 | 0 | [6 empty] | 6 | 2 | 0 | 200 | 400 | 0 | 6 | 3 | 0 | 200 | 600 | 0 | 6 | 2 | 0 | 200 | 400 | 0 | 6 | 3 | 1 | 200 | 600 | 0 | 6 | 1 | 0 | 200 | 200 | 0 | 6 | 2 | 0 | 200 | 400 | 0 | 6 | 2 | 0 | 200 | 400 | 0 | 6 | 4 | 0 | 200 | 800 | 0 | 6 | 5 | 0 | 200 | 1000 | 0 | 6 | 3 | 0 | 200 | 600 | 0 | 6 | 3 | 0 | 200 | 600 | 0 | 6 | 2 | 0 | 200 | 400 | 0 | 6 | 3 | 0 | 200 | 600 | 0 | 6 | 3 | 0 | 200 | 600 | 0 | 6 | 3 | 0 | 200 | 600 | 0 | 6 | 5 | 0 | 200 | 1000 | 0 | 6 | 1 | 0 | 200 | 200 | 0 | 6 | 1 | 0 | 200 | 200 | 0 | 6 | 3 | 0 | 200 | 600 | 0 | 6 | 4 | 0 | 200 | 800 | 0 | 6 | 1 | 0 | 200 | 200 | 0 | 6 | 3 | 0 | 200 | 600 | 0 | 6 | 3 | 0 | 200 | 600 | 0 | 6 | 1 | 0 | 200 | 200 | 0 | 6 | 2 | 0 | 200 | 400 | 0 | 6 | 3 | 0 | 200 | 600 | 0 | 6 | 1 | 0 | 200 | 200 | 0 | 6 | 5 | 0 | 200 | 1000 | 0 | 6 | 2 | 0 | 200 | 400 | 0 | 6 | 3 | 0 | 200 | 600 | 0 | 6 | 3 | 0 | 200 | 600 | 0 | 6 | 3 | 0 | 200 | 600 | 0 | 6 | 3 | 0 | 200 | 600 | 0 | 6 | 1 | 0 | 200 | 200 | 0 | 6 | 3 | 0 | 200 | 600 | 0 | 6 | 3 | 0 | 200 | 600 | 0 | [6 empty] | 6 | 4 | 0 | 200 | 800 | 0 | 6 | 3 | 0 | 200 | 600 | 0 | [6 empty] | 6 | 2 | 0 | 200 | 400 | 0 | 6 | 4 | 0 | 200 | 800 | 0 | 6 | 3 | 0 | 200 | 600 | 0 | 6 | 3 | 0 | 200 | 600 | 0 | 6 | 2 | 0 | 200 | 400 | 0 | 6 | 1 | 0 | 200 | 200 | 0 | 6 | 2 | 0 | 200 | 400 | 0 | 6 | 2 | 0 | 200 | 400 | 0 | 6 | 3 | 0 | 200 | 600 | 0 | 6 | 3 | 0 | 200 | 600 | 0 | 6 | 3 | 0 | 200 | 600 | 0 | 6 | 3 | 0 | 200 | 600 | 0 | 6 | 3 | 0 | 200 | 600 | 0 | 6 | 4 | 0 | 200 | 800 | 0 | 6 | 3 | 0 | 200 | 600 | 0 | 6 | 2 | 0 | 200 | 400 | 0 | 6 | 3 | 0 | 200 | 600 | 0 | 6 | 2 | 0 | 200 | 400 | 0 | 6 | 3 | 0 | 200 | 600 | 0 | 6 | 4 | 0 | 200 | 800 | 0 | [6 empty] | 6 | 4 | 0 | 200 | 800 | 0 | 6 | 2 | 0 | 200 | 400 | 0 | 6 | 4 | 0 | 200 | 800 | 0 | 6 | 2 | 0 | 200 | 400 | 0 | 6 | 4 | 0 | 200 | 800 | 0 | [6 empty] | 6 | 1 | 0 | 200 | 200 | 0 | 6 | 3 | 0 | 200 | 600 | 0 | 6 | 1 | 0 | 200 | 200 | 0 | 6 | 2 | 0 | 200 | 400 | 0 | 6 | 3 | 0 | 200 | 600 | 0 | 6 | 3 | 0 | 200 | 600 | 0 | 6 | 1 | 0 | 200 | 200 | 0
7 | Single sink Supply and install single sink, Stainless steel 304, 120x60cm, with bowel, easily cleanable, complete with water mixer gear type operated lever supplying 0.3 l/s, un-slotted chain waste fitting, and cantilever stainless steel brackets. Price shall include connecting to hot and cold-water network and drainage network, drain trap, angel valves, and all fittings and accessories required to put it into good operating conditions as per UNOPS engineers' instructions and approval. | no. | 120 | [12 empty] | 7 | 1 | 0 | 120 | 120 | 0 | 7 | 1 | 0 | 120 | 80 | 0 | [6 empty] | 7 | 1 | 0 | 120 | 120 | 0 | 7 | 1 | 0 | 120 | 120 | 0 | 7 | 1 | 0 | 120 | 120 | 0 | [18 empty] | 7 | 1 | 0 | 120 | 120 | 0 | 7 | 1 | 0 | 120 | 120 | 0 | [6 empty] | 7 | 1 | 0 | 120 | 120 | 0 | 7 | 1 | 0 | 120 | 120 | 0 | 7 | 1 | 0 | 120 | 120 | 0 | [6 empty] | 7 | 1 | 0 | 120 | 120 | 0 | 7 | 1 | 0 | 120 | 120 | 0 | [6 empty] | 7 | 1 | 0 | 120 | 120 | 0 | 7 | 1 | 0 | 120 | 120 | 0 | 7 | 1 | 0 | 120 | 120 | 0 | 7 | 1 | 0 | 120 | 120 | 0 | 7 | 1 | 0 | 120 | 120 | 0 | 7 | 1 | 0 | 120 | 120 | 0 | 7 | 1 | 0 | 120 | 120 | 0 | [12 empty] | 7 | 1 | 0 | 120 | 120 | 0 | 7 | 1 | 0 | 120 | 120 | 0 | 7 | 41 | 108 | 120 | 4920 | 0 | 7 | 1 | 0 | 120 | 120 | 0 | 7 | 1 | 0 | 120 | 120 | 0 | 7 | 1 | 0 | 120 | 120 | 0 | 7 | 1 | 0 | 120 | 120 | 0 | [6 empty] | 7 | 1 | 0 | 120 | 120 | 0 | 7 | 1 | 0 | 120 | 120 | 0 | 7 | 1 | 0 | 120 | 120 | 0 | 7 | 1 | 0 | 120 | 120 | 0 | 7 | 1 | 0 | 120 | 120 | 0 | 7 | 1 | 0 | 120 | 120 | 0 | 7 | 1 | 0 | 120 | 120 | 0 | 7 | 1 | 0 | 120 | 120 | 0 | [6 empty] | 7 | 1 | 0 | 120 | 120 | 0 | 7 | 1 | 0 | 120 | 120 | 0 | 7 | 1 | 0 | 120 | 120 | 0 | 7 | 1 | 0 | 120 | 120 | 0 | 7 | 1 | 0 | 120 | 120 | 0 | 7 | 1 | 0 | 120 | 120 | 0 | 7 | 1 | 0 | 120 | 120 | 0 | 7 | 1 | 0 | 120 | 120 | 0 | 7 | 1 | 0 | 120 | 120 | 0 | 7 | 1 | 0 | 120 | 120 | 0 | 7 | 0 | 0 | 120 | 0 | 0 | 7 | 1 | 0 | 120 | 120 | 0 | 7 | 1 | 0 | 120 | 120 | 0 | 7 | 1 | 0 | 120 | 120 | 0 | 7 | 1 | 0 | 120 | 120 | 0 | 7 | 1 | 0 | 120 | 120 | 0 | 7 | 1 | 0 | 120 | 120 | 0 | 7 | 1 | 0 | 120 | 120 | 0 | 7 | 1 | 0 | 120 | 120 | 0 | [6 empty] | 7 | 1 | 0 | 120 | 120 | 0 | 7 | 1 | 0 | 120 | 120 | 0 | 7 | 1 | 0 | 120 | 120 | 0 | 7 | 1 | 0 | 120 | 120 | 0 | 7 | 1 | 0 | 120 | 120 | 0 | [12 empty] | 7 | 1 | 0 | 120 | 120 | 0 | 7 | 1 | 0 | 120 | 120 | 0 | 7 | 1 | 0 | 120 | 120 | 0 | 7 | 1 | 0 | 120 | 120 | 0 | 7 | 1 | 0 | 120 | 120 | 0 | 7 | 1 | 0 | 120 | 120 | 0 | [6 empty] | 7 | 1 | 0 | 120 | 120 | 0 | [6 empty] | 7 | 1 | 0 | 120 | 120 | 0 | 7 | 1 | 0 | 120 | 120 | 0 | 7 | 1 | 0 | 120 | 120 | 0 | 7 | 1 | 0 | 120 | 120 | 0 | 7 | 1 | 0 | 120 | 120 | 0 | 7 | 1 | 0 | 120 | 120 | 0 | 7 | 1 | 0 | 120 | 120 | 0 | 7 | 1 | 0 | 120 | 120 | 0 | 7 | 1 | 0 | 120 | 120 | 0 | 7 | 2 | 0 | 120 | 240 | 0 | 7 | 1 | 0 | 120 | 120 | 0 | 7 | 1 | 0 | 120 | 120 | 0 | 7 | 1 | 0 | 120 | 120 | 0 | [6 empty] | 7 | 1 | 0 | 120 | 120 | 0 | 7 | 1 | 0 | 120 | 120 | 0 | 7 | 1 | 0 | 120 | 120 | 0 | 7 | 1 | 0 | 120 | 120 | 0 | 7 | 1 | 0 | 120 | 120 | 0 | 7 | 1 | 0 | 120 | 120 | 0 | 7 | 1 | 0 | 120 | 120 | 0 | 7 | 1 | 0 | 120 | 120 | 0 | 7 | 1 | 0 | 120 | 120 | 0 | 7 | 1 | 0 | 120 | 120 | 0 | 7 | 1 | 0 | 120 | 120 | 0 | 7 | 1 | 0 | 120 | 120 | 0 | 7 | 1 | 0 | 120 | 120 | 0 | 7 | 1 | 0 | 120 | 120 | 0 | 7 | 1 | 0 | 120 | 120 | 0 | 7 | 1 | 0 | 120 | 120 | 0 | 7 | 1 | 0 | 120 | 120 | 0 | 7 | 1 | 0 | 120 | 120 | 0 | 7 | 1 | 0 | 120 | 120 | 0 | 7 | 1 | 0 | 120 | 120 | 0 | 7 | 1 | 0 | 120 | 120 | 0 | 7 | 1 | 0 | 120 | 120 | 0 | 7 | 1 | 0 | 120 | 120 | 0 | 7 | 1 | 0 | 120 | 120 | 0 | 7 | 1 | 0 | 120 | 120 | 0 | 7 | 1 | 0 | 120 | 120 | 0 | 7 | 1 | 0 | 120 | 120 | 0 | 7 | 1 | 0 | 120 | 120 | 0 | 7 | 1 | 0 | 120 | 120 | 0 | [6 empty] | 7 | 1 | 0 | 120 | 120 | 0 | 7 | 1 | 0 | 120 | 120 | 0 | 7 | 1 | 0 | 120 | 120 | 0 | [6 empty] | 7 | 1 | 0 | 120 | 120 | 0 | [6 empty] | 7 | 1 | 0 | 120 | 120 | 0 | 7 | 1 | 0 | 120 | 120 | 0 | 7 | 1 | 0 | 120 | 120 | 0 | 7 | 1 | 0 | 120 | 120 | 0 | 7 | 1 | 0 | 120 | 120 | 0 | 7 | 1 | 0 | 120 | 120 | 0 | 7 | 1 | 0 | 120 | 120 | 0 | 7 | 1 | 0 | 120 | 120 | 0 | 7 | 1 | 0 | 120 | 120 | 0 | 7 | 1 | 0 | 120 | 120 | 0 | 7 | 1 | 0 | 120 | 120 | 0 | 7 | 1 | 0 | 120 | 120 | 0 | 7 | 1 | 0 | 120 | 120 | 0 | [6 empty] | 7 | 1 | 0 | 120 | 120 | 0 | 7 | 1 | 0 | 120 | 120 | 0 | 7 | 1 | 0 | 120 | 120 | 0 | 7 | 1 | 0 | 120 | 120 | 0 | 7 | 1 | 0 | 120 | 120 | 0 | [6 empty] | 7 | 1 | 0 | 120 | 120 | 0
8 | Wash basin Supply and install wash basin, white vitreous China wash basin, West European product complete with all necessary fitting, valves, waste pipes vent pipes, and any other necessary parts. Price includes 1.25” PVC bottle trap, with overflow connection, with chrome plated outlet, and a rubber cap fixed to a chrome plated chain, with a self-drained recess for soap, and rubber adaptor for connection to the wall 2” drain pipe. The price includes a hot and cold chrome single lever water mixer with volume limiter. Allow for connecting the new fixture to the sanitary drainage system and the domestic water supply system. Works shall include any fittings, valves, hoses, and components required for putting the system in good operational conditions as per engineer’s instructions and approval. | no. | 80 | 8 | 1 | 0 | 80 | 80 | 0 | 8 | 1 | 0 | 80 | 80 | 0 | 8 | 1 | 0 | 80 | 80 | 0 | 8 | 1 | 0 | 80 | 10 | 0 | 8 | 1 | 0 | 80 | 80 | 0 | 8 | 1 | 0 | 80 | 80 | 0 | 8 | 1 | 0 | 80 | 80 | 0 | 8 | 1 | 0 | 80 | 80 | 0 | 8 | 1 | 0 | 80 | 80 | 0 | [6 empty] | 8 | 1 | 0 | 80 | 80 | 0 | [6 empty] | 8 | 1 | 0 | 80 | 80 | 0 | [6 empty] | 8 | 1 | 0 | 80 | 80 | 0 | 8 | 1 | 0 | 80 | 80 | 0 | [12 empty] | 8 | 1 | 0 | 80 | 80 | 0 | [18 empty] | 8 | 1 | 0 | 80 | 80 | 0 | 8 | 1 | 0 | 80 | 80 | 0 | [24 empty] | 8 | 1 | 0 | 80 | 80 | 0 | [6 empty] | 8 | 1 | 0 | 80 | 80 | 0 | 8 | 1 | 0 | 80 | 80 | 0 | 8 | 24 | 45 | 80 | 1920 | 0 | 8 | 1 | 0 | 80 | 80 | 0 | 8 | 1 | 0 | 80 | 80 | 0 | 8 | 1 | 0 | 80 | 80 | 0 | 8 | 1 | 0 | 80 | 80 | 0 | [6 empty] | 8 | 1 | 0 | 80 | 80 | 0 | 8 | 1 | 0 | 80 | 80 | 0 | 8 | 1 | 0 | 80 | 80 | 0 | 8 | 1 | 0 | 80 | 80 | 0 | 8 | 1 | 0 | 80 | 80 | 0 | [6 empty] | 8 | 1 | 0 | 80 | 80 | 0 | [6 empty] | 8 | 1 | 0 | 80 | 80 | 0 | 8 | 1 | 0 | 80 | 80 | 0 | 8 | 1 | 0 | 80 | 80 | 0 | 8 | 1 | 0 | 80 | 80 | 0 | 8 | 1 | 0 | 80 | 80 | 0 | [6 empty] | 8 | 1 | 0 | 80 | 80 | 0 | 8 | 1 | 0 | 80 | 80 | 0 | 8 | 1 | 0 | 80 | 80 | 0 | [6 empty] | 8 | 1 | 0 | 80 | 80 | 0 | 8 | 1 | 0 | 80 | 80 | 0 | 8 | 1 | 0 | 80 | 80 | 0 | 8 | 1 | 0 | 80 | 80 | 0 | 8 | 1 | 0 | 80 | 80 | 0 | 8 | 1 | 0 | 80 | 80 | 0 | 8 | 1 | 0 | 80 | 80 | 0 | 8 | 1 | 0 | 80 | 80 | 0 | 8 | 1 | 0 | 80 | 80 | 0 | [6 empty] | 8 | 1 | 0 | 80 | 80 | 0 | 8 | 1 | 0 | 80 | 80 | 0 | 8 | 1 | 0 | 80 | 80 | 0 | 8 | 1 | 0 | 80 | 80 | 0 | 8 | 1 | 0 | 80 | 80 | 0 | 8 | 1 | 0 | 80 | 80 | 0 | 8 | 1 | 0 | 80 | 80 | 0 | 8 | 1 | 0 | 80 | 80 | 0 | 8 | 1 | 0 | 80 | 80 | 0 | 8 | 1 | 0 | 80 | 80 | 0 | 8 | 1 | 0 | 80 | 80 | 0 | 8 | 1 | 0 | 80 | 80 | 0 | 8 | 1 | 0 | 80 | 80 | 0 | 8 | 1 | 0 | 80 | 80 | 0 | [6 empty] | 8 | 1 | 0 | 80 | 80 | 0 | [12 empty] | 8 | 1 | 0 | 80 | 80 | 0 | 8 | 1 | 0 | 80 | 80 | 0 | 8 | 1 | 0 | 80 | 80 | 0 | 8 | 1 | 0 | 80 | 80 | 0 | 8 | 1 | 0 | 80 | 80 | 0 | 8 | 1 | 0 | 80 | 80 | 0 | 8 | 1 | 0 | 80 | 80 | 0 | 8 | 1 | 0 | 80 | 80 | 0 | 8 | 1 | 0 | 80 | 80 | 0 | 8 | 1 | 0 | 80 | 80 | 0 | 8 | 1 | 0 | 80 | 80 | 0 | 8 | 1 | 0 | 80 | 80 | 0 | 8 | 1 | 0 | 80 | 80 | 0 | 8 | 1 | 0 | 80 | 80 | 0 | 8 | 1 | 0 | 80 | 80 | 0 | 8 | 1 | 0 | 80 | 80 | 0 | 8 | 0 | 0 | 80 | 0 | 0 | 8 | 1 | 0 | 80 | 80 | 0 | 8 | 1 | 0 | 80 | 80 | 0 | 8 | 1 | 0 | 80 | 80 | 0 | 8 | 1 | 0 | 80 | 80 | 0 | 8 | 1 | 0 | 80 | 80 | 0 | 8 | 0 | 0 | 80 | 0 | 0 | 8 | 1 | 0 | 80 | 80 | 0 | 8 | 1 | 0 | 80 | 80 | 0 | 8 | 1 | 0 | 80 | 80 | 0 | 8 | 1 | 0 | 80 | 80 | 0 | 8 | 1 | 0 | 80 | 80 | 0 | 8 | 1 | 0 | 80 | 80 | 0 | 8 | 1 | 0 | 80 | 80 | 0 | 8 | 1 | 0 | 80 | 80 | 0 | 8 | 1 | 0 | 80 | 80 | 0 | [6 empty] | 8 | 1 | 0 | 80 | 80 | 0 | 8 | 1 | 0 | 80 | 80 | 0 | [12 empty] | 8 | 1 | 0 | 80 | 80 | 0 | 8 | 1 | 0 | 80 | 80 | 0 | 8 | 1 | 0 | 80 | 80 | 0 | 8 | 1 | 0 | 80 | 80 | 0 | 8 | 1 | 0 | 80 | 80 | 0 | 8 | 1 | 0 | 80 | 80 | 0 | 8 | 1 | 0 | 80 | 80 | 0 | 8 | 1 | 0 | 80 | 80 | 0 | 8 | 1 | 0 | 80 | 80 | 0 | 8 | 1 | 0 | 80 | 80 | 0 | 8 | 1 | 0 | 80 | 80 | 0 | 8 | 1 | 0 | 80 | 80 | 0 | 8 | 1 | 0 | 80 | 80 | 0 | 8 | 1 | 0 | 80 | 80 | 0 | 8 | 1 | 0 | 80 | 80 | 0 | 8 | 1 | 0 | 80 | 80 | 0 | 8 | 1 | 0 | 80 | 80 | 0 | 8 | 1 | 0 | 80 | 80 | 0 | [6 empty] | 8 | 1 | 0 | 80 | 80 | 0 | 8 | 1 | 0 | 80 | 80 | 0 | [6 empty] | 8 | 1 | 0 | 80 | 80 | 0 | 8 | 1 | 0 | 80 | 80 | 0 | 8 | 1 | 0 | 80 | 80 | 0 | [6 empty] | 8 | 0 | 0 | 80 | 0 | 0 | [6 empty] | 8 | 1 | 0 | 80 | 80 | 0 | 8 | 1 | 0 | 80 | 80 | 0 | 8 | 1 | 0 | 80 | 80 | 0 | 8 | 1 | 0 | 80 | 80 | 0 | 8 | 0 | 0 | 80 | 0 | 0
9 | Oriental type water closet Supply and install White vitreous Oriental type water closet conforming with all fittings and fixtures needed complete with a flushing tank with all its fittings and accessories, including cutting, grouting and making good the floors wherever required. Also, installation of heavy-duty chrome plated hand spray. Works shall include any fittings, valves, hoses, and components required for putting the system in good operational conditions as per engineer’s instructions and approval. Work shall be as per engineer’s instructions and approval. | no. | 90 | [6 empty] | 9 | 1 | 0 | 90 | 90 | 0 | 9 | 1 | 0 | 90 | 90 | 0 | [12 empty] | 9 | 1 | 0 | 90 | 90 | 0 | 9 | 1 | 0 | 90 | 90 | 0 | [24 empty] | 9 | 1 | 0 | 90 | 90 | 0 | 9 | 1 | 0 | 90 | 90 | 0 | [12 empty] | 9 | 1 | 0 | 90 | 90 | 0 | [24 empty] | 9 | 1 | 0 | 90 | 90 | 0 | 9 | 1 | 0 | 90 | 90 | 0 | [6 empty] | 9 | 1 | 0 | 90 | 90 | 0 | [48 empty] | 9 | -109 | 4297 | 90 | -9810 | 0 | [18 empty] | 9 | 1 | 0 | 90 | 90 | 0 | [42 empty] | 9 | 1 | 0 | 90 | 90 | 0 | [18 empty] | 9 | 1 | 0 | 90 | 90 | 0 | 9 | 1 | 0 | 90 | 90 | 0 | [48 empty] | 9 | 1 | 0 | 90 | 90 | 0 | 9 | 1 | 0 | 90 | 90 | 0 | 9 | 1 | 0 | 90 | 90 | 0 | [18 empty] | 9 | 1 | 0 | 90 | 90 | 0 | [6 empty] | 9 | 1 | 0 | 90 | 90 | 0 | 9 | 1 | 0 | 90 | 90 | 0 | 9 | 1 | 0 | 90 | 90 | 0 | 9 | 1 | 0 | 90 | 90 | 0 | [6 empty] | 9 | 1 | 0 | 90 | 90 | 0 | [6 empty] | 9 | 1 | 0 | 90 | 90 | 0 | [6 empty] | 9 | 1 | 0 | 90 | 90 | 0 | 9 | 1 | 0 | 90 | 90 | 0 | 9 | 1 | 0 | 90 | 90 | 0 | 9 | 1 | 0 | 90 | 90 | 0 | [6 empty] | 9 | 1 | 0 | 90 | 90 | 0 | 9 | 1 | 0 | 90 | 90 | 0 | 9 | 1 | 0 | 90 | 90 | 0 | 9 | 1 | 0 | 90 | 90 | 0 | [6 empty] | 9 | 1 | 0 | 90 | 90 | 0 | 9 | 1 | 0 | 90 | 90 | 0 | 9 | 1 | 0 | 90 | 90 | 0 | 9 | 1 | 0 | 90 | 90 | 0 | 9 | 1 | 0 | 90 | 90 | 0 | 9 | 1 | 0 | 90 | 90 | 0 | 9 | 1 | 0 | 90 | 90 | 0 | 9 | 1 | 0 | 90 | 90 | 0 | 9 | 1 | 0 | 90 | 90 | 0 | 9 | 1 | 0 | 90 | 90 | 0 | [12 empty] | 9 | 1 | 0 | 90 | 90 | 0 | 9 | 1 | 0 | 90 | 90 | 0 | 9 | 0 | 0 | 90 | 0 | 0 | 9 | 0 | 0 | 90 | 0 | 0 | 9 | 1 | 0 | 90 | 90 | 0 | 9 | 1 | 0 | 90 | 90 | 0 | 9 | 0 | 0 | 90 | 0 | 0 | 9 | 1 | 0 | 90 | 90 | 0 | 9 | 0 | 0 | 90 | 0 | 0 | 9 | 0 | 0 | 90 | 0 | 0 | 9 | 1 | 0 | 90 | 90 | 0 | 9 | 1 | 0 | 90 | 90 | 0 | 9 | 1 | 0 | 90 | 90 | 0 | 9 | 1 | 0 | 90 | 90 | 0 | 9 | 1 | 0 | 90 | 90 | 0 | 9 | 1 | 0 | 90 | 90 | 0 | 9 | 1 | 0 | 90 | 90 | 0 | 9 | 1 | 0 | 90 | 90 | 0 | 9 | 1 | 0 | 90 | 90 | 0 | [6 empty] | 9 | 1 | 0 | 90 | 90 | 0 | [18 empty] | 9 | 0 | 0 | 90 | 0 | 0 | [6 empty] | 9 | 1 | 0 | 90 | 90 | 0 | 9 | 1 | 0 | 90 | 90 | 0 | 9 | 1 | 0 | 90 | 90 | 0 | 9 | 1 | 0 | 90 | 90 | 0 | 9 | 1 | 0 | 90 | 90 | 0 | 9 | 1 | 0 | 90 | 90 | 0 | [6 empty] | 9 | 1 | 0 | 90 | 90 | 0 | [6 empty] | 9 | 1 | 0 | 90 | 90 | 0 | 9 | 1 | 0 | 90 | 90 | 0 | [12 empty] | 9 | 1 | 0 | 90 | 90 | 0 | 9 | 1 | 0 | 90 | 90 | 0 | [6 empty] | 9 | 1 | 0 | 90 | 90 | 0 | 9 | 1 | 0 | 90 | 90 | 0 | 9 | 1 | 0 | 90 | 90 | 0 | [6 empty] | 9 | 1 | 0 | 90 | 90 | 0 | 9 | 1 | 0 | 90 | 90 | 0 | [24 empty] | 9 | 1 | 0 | 90 | 90 | 0 | 9 | 1 | 0 | 90 | 90 | 0 | 9 | 1 | 0 | 90 | 90 | 0 | [6 empty] | 9 | 0 | 0 | 90 | 0 | 0
10 | Tap water point Supply and install White vitreous Oriental type water closet conforming with all fittings and fixtures needed complete with a flushing tank with all its fittings and accessories, including cutting, grouting and making good the floors wherever required. Also, installation of heavy-duty chrome plated hand spray. Works shall include any fittings, valves, hoses, and components required for putting the system in good operational conditions as per engineer’s instructions and approval. Work shall be as per engineer’s instructions and approval. | no. | 10 | 10 | 1 | 0 | 10 | 10 | 0 | 10 | 1 | 0 | 10 | 10 | 0 | 10 | 1 | 0 | 10 | 10 | 0 | 10 | 1 | 0 | 10 | 45 | 0 | 10 | 1 | 0 | 10 | 10 | 0 | 10 | 1 | 0 | 10 | 10 | 0 | 10 | 1 | 0 | 10 | 10 | 0 | 10 | 1 | 0 | 10 | 10 | 0 | 10 | 1 | 0 | 10 | 10 | 0 | 10 | 1 | 0 | 10 | 10 | 0 | 10 | 1 | 0 | 10 | 10 | 0 | 10 | 1 | 0 | 10 | 10 | 0 | 10 | 1 | 0 | 10 | 10 | 0 | [6 empty] | 10 | 1 | 0 | 10 | 10 | 0 | 10 | 1 | 0 | 10 | 10 | 0 | [12 empty] | 10 | 1 | 0 | 10 | 10 | 0 | 10 | 1 | 0 | 10 | 10 | 0 | 10 | 1 | 0 | 10 | 10 | 0 | [6 empty] | 10 | 1 | 0 | 10 | 10 | 0 | [6 empty] | 10 | 1 | 0 | 10 | 10 | 0 | 10 | 1 | 0 | 10 | 10 | 0 | 10 | 1 | 0 | 10 | 10 | 0 | [18 empty] | 10 | 1 | 0 | 10 | 10 | 0 | 10 | 1 | 0 | 10 | 10 | 0 | 10 | -240 | #VALUE! | 10 | -2400 | 0 | 10 | 1 | 0 | 10 | 10 | 0 | 10 | 1 | 0 | 10 | 10 | 0 | 10 | 1 | 0 | 10 | 10 | 0 | 10 | 1 | 0 | 10 | 10 | 0 | 10 | 1 | 0 | 10 | 10 | 0 | [6 empty] | 10 | 1 | 0 | 10 | 10 | 0 | 10 | 1 | 0 | 10 | 10 | 0 | 10 | 1 | 0 | 10 | 10 | 0 | 10 | 1 | 0 | 10 | 10 | 0 | 10 | 1 | 0 | 10 | 10 | 0 | 10 | 1 | 0 | 10 | 10 | 0 | 10 | 1 | 0 | 10 | 10 | 0 | 10 | 1 | 0 | 10 | 10 | 0 | 10 | 1 | 0 | 10 | 10 | 0 | 10 | 1 | 0 | 10 | 10 | 0 | 10 | 1 | 0 | 10 | 10 | 0 | 10 | 1 | 0 | 10 | 10 | 0 | 10 | 1 | 0 | 10 | 10 | 0 | 10 | 1 | 0 | 10 | 10 | 0 | 10 | 1 | 0 | 10 | 10 | 0 | 10 | 1 | 0 | 10 | 10 | 0 | [6 empty] | 10 | 1 | 0 | 10 | 10 | 0 | [6 empty] | 10 | 1 | 0 | 10 | 10 | 0 | 10 | 1 | 0 | 10 | 10 | 0 | 10 | 1 | 0 | 10 | 10 | 0 | 10 | 1 | 0 | 10 | 10 | 0 | 10 | 1 | 0 | 10 | 10 | 0 | 10 | 1 | 0 | 10 | 10 | 0 | 10 | 1 | 0 | 10 | 10 | 0 | [6 empty] | 10 | 1 | 0 | 10 | 10 | 0 | 10 | 1 | 0 | 10 | 10 | 0 | 10 | 1 | 0 | 10 | 10 | 0 | 10 | 1 | 0 | 10 | 10 | 0 | [6 empty] | 10 | 1 | 0 | 10 | 10 | 0 | 10 | 1 | 0 | 10 | 10 | 0 | 10 | 1 | 0 | 10 | 10 | 0 | 10 | 1 | 0 | 10 | 10 | 0 | 10 | 1 | 0 | 10 | 10 | 0 | 10 | 1 | 0 | 10 | 10 | 0 | 10 | 1 | 0 | 10 | 10 | 0 | 10 | 1 | 0 | 10 | 10 | 0 | 10 | 1 | 0 | 10 | 10 | 0 | 10 | 1 | 0 | 10 | 10 | 0 | 10 | 1 | 0 | 10 | 10 | 0 | 10 | 1 | 0 | 10 | 10 | 0 | 10 | 1 | 0 | 10 | 10 | 0 | 10 | 1 | 0 | 10 | 10 | 0 | 10 | 1 | 0 | 10 | 10 | 0 | 10 | 1 | 0 | 10 | 10 | 0 | 10 | 1 | 0 | 10 | 10 | 0 | 10 | 1 | 0 | 10 | 10 | 0 | 10 | 1 | 0 | 10 | 10 | 0 | 10 | 1 | 0 | 10 | 10 | 0 | 10 | 1 | 0 | 10 | 10 | 0 | 10 | 1 | 0 | 10 | 10 | 0 | 10 | 1 | 0 | 10 | 10 | 0 | 10 | 1 | 0 | 10 | 10 | 0 | 10 | 1 | 0 | 10 | 10 | 0 | 10 | 1 | 0 | 10 | 10 | 0 | 10 | 1 | 0 | 10 | 10 | 0 | 10 | 1 | 0 | 10 | 10 | 0 | 10 | 1 | 0 | 10 | 10 | 0 | 10 | 1 | 0 | 10 | 10 | 0 | 10 | 1 | 0 | 10 | 10 | 0 | 10 | 1 | 0 | 10 | 10 | 0 | 10 | 1 | 0 | 10 | 10 | 0 | 10 | 1 | 0 | 10 | 10 | 0 | 10 | 1 | 0 | 10 | 10 | 0 | 10 | 1 | 0 | 10 | 10 | 0 | 10 | 1 | 0 | 10 | 10 | 0 | 10 | 1 | 0 | 10 | 10 | 0 | 10 | 1 | 0 | 10 | 10 | 0 | 10 | 1 | 0 | 10 | 10 | 0 | 10 | 1 | 0 | 10 | 10 | 0 | 10 | 1 | 0 | 10 | 10 | 0 | 10 | 1 | 0 | 10 | 10 | 0 | 10 | 1 | 0 | 10 | 10 | 0 | 10 | 1 | 0 | 10 | 10 | 0 | [6 empty] | 10 | 1 | 0 | 10 | 10 | 0 | 10 | 1 | 0 | 10 | 10 | 0 | 10 | 1 | 0 | 10 | 10 | 0 | [6 empty] | 10 | 1 | 0 | 10 | 10 | 0 | 10 | 1 | 0 | 10 | 10 | 0 | 10 | 1 | 0 | 10 | 10 | 0 | 10 | 1 | 0 | 10 | 10 | 0 | 10 | 1 | 0 | 10 | 10 | 0 | 10 | 1 | 0 | 10 | 10 | 0 | 10 | 1 | 0 | 10 | 10 | 0 | 10 | 1 | 0 | 10 | 10 | 0 | 10 | 1 | 0 | 10 | 10 | 0 | 10 | 1 | 0 | 10 | 10 | 0 | 10 | 1 | 0 | 10 | 10 | 0 | 10 | 1 | 0 | 10 | 10 | 0 | 10 | 1 | 0 | 10 | 10 | 0 | 10 | 1 | 0 | 10 | 10 | 0 | 10 | 1 | 0 | 10 | 10 | 0 | 10 | 1 | 0 | 10 | 10 | 0 | 10 | 1 | 0 | 10 | 10 | 0 | [6 empty] | 10 | 1 | 0 | 10 | 10 | 0 | 10 | 1 | 0 | 10 | 10 | 0 | 10 | 1 | 0 | 10 | 10 | 0 | [6 empty] | 10 | 1 | 0 | 10 | 10 | 0 | 10 | 1 | 0 | 10 | 10 | 0 | 10 | 1 | 0 | 10 | 10 | 0 | [12 empty] | 10 | 1 | 0 | 10 | 10 | 0 | 10 | 1 | 0 | 10 | 10 | 0 | 10 | 1 | 0 | 10 | 10 | 0 | 10 | 1 | 0 | 10 | 10 | 0 | 10 | 1 | 0 | 10 | 10 | 0 | 10 | 1 | 0 | 10 | 10 | 0
11 | Shower set Supply and install new shower set, complete with heavy duty telephone type hand spray, brackets, high quality gear type mixer, price shall include connection to hot and cold-water network in addition to drainage network. Work shall be as per engineer’s instructions and approval. | set | 45 | 11 | 1 | 0 | 45 | 45 | 0 | 11 | 1 | 0 | 45 | 45 | 0 | 11 | 1 | 0 | 45 | 45 | 0 | 11 | 1 | 0 | 45 | 25 | 0 | 11 | 1 | 0 | 45 | 45 | 0 | 11 | 1 | 0 | 45 | 45 | 0 | 11 | 1 | 0 | 45 | 45 | 0 | [12 empty] | 11 | 1 | 0 | 45 | 45 | 0 | 11 | 1 | 0 | 45 | 45 | 0 | 11 | 1 | 0 | 45 | 45 | 0 | 11 | 1 | 0 | 45 | 45 | 0 | 11 | 1 | 0 | 45 | 45 | 0 | [6 empty] | 11 | 1 | 0 | 45 | 45 | 0 | [12 empty] | 11 | 1 | 0 | 45 | 45 | 0 | 11 | 1 | 0 | 45 | 45 | 0 | [6 empty] | 11 | 1 | 0 | 45 | 45 | 0 | [6 empty] | 11 | 1 | 0 | 45 | 45 | 0 | 11 | 1 | 0 | 45 | 45 | 0 | 11 | 1 | 0 | 45 | 45 | 0 | 11 | 1 | 0 | 45 | 45 | 0 | 11 | 1 | 0 | 45 | 45 | 0 | 11 | 1 | 0 | 45 | 45 | 0 | 11 | 1 | 0 | 45 | 45 | 0 | 11 | 1 | 0 | 45 | 45 | 0 | 11 | 1 | 0 | 45 | 45 | 0 | 11 | -200 | #VALUE! | 45 | -9000 | 0 | 11 | 1 | 0 | 45 | 45 | 0 | 11 | 1 | 0 | 45 | 45 | 0 | 11 | 1 | 0 | 45 | 45 | 0 | 11 | 1 | 0 | 45 | 45 | 0 | 11 | 1 | 0 | 45 | 45 | 0 | 11 | 1 | 0 | 45 | 45 | 0 | 11 | 1 | 0 | 45 | 45 | 0 | 11 | 1 | 0 | 45 | 45 | 0 | [12 empty] | 11 | 1 | 0 | 45 | 45 | 0 | 11 | 1 | 0 | 45 | 45 | 0 | 11 | 1 | 0 | 45 | 45 | 0 | 11 | 1 | 0 | 45 | 45 | 0 | 11 | 1 | 0 | 45 | 45 | 0 | 11 | 1 | 0 | 45 | 45 | 0 | 11 | 1 | 0 | 45 | 45 | 0 | 11 | 1 | 0 | 45 | 45 | 0 | 11 | 1 | 0 | 45 | 45 | 0 | 11 | 1 | 0 | 45 | 45 | 0 | 11 | 1 | 0 | 45 | 45 | 0 | 11 | 1 | 0 | 45 | 45 | 0 | [6 empty] | 11 | 1 | 0 | 45 | 45 | 0 | [6 empty] | 11 | 1 | 0 | 45 | 45 | 0 | 11 | 1 | 0 | 45 | 45 | 0 | 11 | 1 | 0 | 45 | 45 | 0 | 11 | 1 | 0 | 45 | 45 | 0 | 11 | 1 | 0 | 45 | 45 | 0 | 11 | 1 | 0 | 45 | 45 | 0 | [12 empty] | 11 | 1 | 0 | 45 | 45 | 0 | 11 | 1 | 0 | 45 | 45 | 0 | 11 | 1 | 0 | 45 | 45 | 0 | 11 | 1 | 0 | 45 | 45 | 0 | 11 | 1 | 0 | 45 | 45 | 0 | 11 | 1 | 0 | 45 | 45 | 0 | [6 empty] | 11 | 1 | 0 | 45 | 45 | 0 | 11 | 1 | 0 | 45 | 45 | 0 | 11 | 1 | 0 | 45 | 45 | 0 | 11 | 1 | 0 | 45 | 45 | 0 | 11 | 1 | 0 | 45 | 45 | 0 | 11 | 1 | 0 | 45 | 45 | 0 | 11 | 1 | 0 | 45 | 45 | 0 | 11 | 1 | 0 | 45 | 45 | 0 | 11 | 1 | 0 | 45 | 45 | 0 | 11 | 1 | 0 | 45 | 45 | 0 | 11 | 1 | 0 | 45 | 45 | 0 | 11 | 1 | 0 | 45 | 45 | 0 | 11 | 1 | 0 | 45 | 45 | 0 | 11 | 1 | 0 | 45 | 45 | 0 | 11 | 1 | 0 | 45 | 45 | 0 | 11 | 1 | 0 | 45 | 45 | 0 | 11 | 1 | 0 | 45 | 45 | 0 | 11 | 1 | 0 | 45 | 45 | 0 | 11 | 1 | 0 | 45 | 45 | 0 | 11 | 1 | 0 | 45 | 45 | 0 | 11 | 1 | 0 | 45 | 45 | 0 | 11 | 1 | 0 | 45 | 45 | 0 | 11 | 1 | 0 | 45 | 45 | 0 | 11 | 1 | 0 | 45 | 45 | 0 | [6 empty] | 11 | 1 | 0 | 45 | 45 | 0 | 11 | 1 | 0 | 45 | 45 | 0 | 11 | 1 | 0 | 45 | 45 | 0 | 11 | 1 | 0 | 45 | 45 | 0 | 11 | 1 | 0 | 45 | 45 | 0 | 11 | 1 | 0 | 45 | 45 | 0 | 11 | 1 | 0 | 45 | 45 | 0 | 11 | 1 | 0 | 45 | 45 | 0 | 11 | 1 | 0 | 45 | 45 | 0 | 11 | 0 | 0 | 45 | 0 | 0 | 11 | 1 | 0 | 45 | 45 | 0 | 11 | 1 | 0 | 45 | 45 | 0 | 11 | 1 | 0 | 45 | 45 | 0 | 11 | 1 | 0 | 45 | 45 | 0 | 11 | 1 | 0 | 45 | 45 | 0 | [6 empty] | 11 | 1 | 0 | 45 | 45 | 0 | 11 | 1 | 0 | 45 | 45 | 0 | 11 | 1 | 0 | 45 | 45 | 0 | 11 | 1 | 0 | 45 | 45 | 0 | 11 | 1 | 0 | 45 | 45 | 0 | 11 | 1 | 0 | 45 | 45 | 0 | 11 | 1 | 0 | 45 | 45 | 0 | 11 | 1 | 0 | 45 | 45 | 0 | 11 | 1 | 0 | 45 | 45 | 0 | 11 | 1 | 0 | 45 | 45 | 0 | 11 | 1 | 0 | 45 | 45 | 0 | 11 | 1 | 0 | 45 | 45 | 0 | 11 | 1 | 0 | 45 | 45 | 0 | 11 | 1 | 0 | 45 | 45 | 0 | 11 | 1 | 0 | 45 | 45 | 0 | 11 | 1 | 0 | 45 | 45 | 0 | 11 | 1 | 0 | 45 | 45 | 0 | 11 | 1 | 0 | 45 | 45 | 0 | [6 empty] | 11 | 1 | 0 | 45 | 45 | 0 | 11 | 1 | 0 | 45 | 45 | 0 | 11 | 1 | 0 | 45 | 45 | 0 | 11 | 1 | 0 | 45 | 45 | 0 | 11 | 1 | 0 | 45 | 45 | 0 | 11 | 1 | 0 | 45 | 45 | 0 | 11 | 1 | 0 | 45 | 45 | 0 | 11 | 1 | 0 | 45 | 45 | 0 | 11 | 1 | 0 | 45 | 45 | 0 | [6 empty] | 11 | 1 | 0 | 45 | 45 | 0 | 11 | 1 | 0 | 45 | 45 | 0 | 11 | 1 | 0 | 45 | 45 | 0 | [6 empty] | 11 | 1 | 0 | 45 | 45 | 0 | 11 | 1 | 0 | 45 | 45 | 0 | 11 | 1 | 0 | 45 | 45 | 0 | 11 | 1 | 0 | 45 | 45 | 0 | 11 | 1 | 0 | 45 | 45 | 0 | 11 | 1 | 0 | 45 | 45 | 0 | 11 | 1 | 0 | 45 | 45 | 0
12 | Water mixer Supply and install heavy duty water mixer for wash basins and sinks, gear type operated lever supplying 0.3 l/s, complete with flexible hoses, angle valves, and all required accessories. Work shall be as per engineer’s instructions and approval. | no. | 45 | 12 | 1 | 0 | 45 | 45 | 0 | 12 | 1 | 0 | 45 | 45 | 0 | [12 empty] | 12 | 1 | 0 | 45 | 45 | 0 | [18 empty] | 12 | 1 | 0 | 45 | 45 | 0 | 12 | 1 | 0 | 45 | 45 | 0 | [84 empty] | 12 | 1 | 0 | 45 | 45 | 0 | 12 | 1 | 0 | 45 | 45 | 0 | [18 empty] | 12 | 1 | 0 | 45 | 45 | 0 | [30 empty] | 12 | 0 | 0 | 45 | 0 | 0 | [6 empty] | 12 | 1 | 0 | 45 | 45 | 0 | [48 empty] | 12 | 1 | 0 | 45 | 45 | 0 | [60 empty] | 12 | 1 | 0 | 45 | 45 | 0 | 12 | 0 | 0 | 45 | 0 | 0 | [180 empty] | 12 | 0 | 0 | 45 | 0 | 0 | [54 empty] | 12 | 0 | 0 | 45 | 0 | 0 | 12 | 1 | 0 | 45 | 45 | 0 | [6 empty] | 12 | 0 | 0 | 45 | 0 | 0 | 12 | 0 | 0 | 45 | 0 | 0 | [6 empty] | 12 | 0 | 0 | 45 | 0 | 0 | 12 | 0 | 0 | 45 | 0 | 0 | 12 | 0 | 0 | 45 | 0 | 0 | 12 | 0 | 0 | 45 | 0 | 0 | 12 | 0 | 0 | 45 | 0 | 0 | 12 | 0 | 0 | 45 | 0 | 0 | [60 empty] | 12 | 0 | 0 | 45 | 0 | 0 | 12 | 0 | 0 | 45 | 0 | 0 | [42 empty] | 12 | 1 | 0 | 45 | 45 | 0 | [132 empty] | 12 | 0 | 0 | 45 | 0 | 0
13 | Fire extinguisher The price includes the preparation and installation of a 6 kg powder fire extinguisher, cylindrical steel, coated with red epoxy polyester powder. Work shall be as per engineer’s instructions and approval. | no. | 25 | 13 | 1 | 0 | 25 | 25 | 0 | 13 | 1 | 0 | 25 | 25 | 0 | 13 | 1 | 0 | 25 | 25 | 0 | 13 | 1 | 0 | 25 | 2208 | 0 | 13 | 1 | 0 | 25 | 25 | 0 | 13 | 1 | 0 | 25 | 25 | 0 | 13 | 1 | 0 | 25 | 25 | 0 | 13 | 1 | 0 | 25 | 25 | 0 | 13 | 1 | 0 | 25 | 25 | 0 | 13 | 1 | 0 | 25 | 25 | 0 | 13 | 1 | 0 | 25 | 25 | 0 | 13 | 1 | 0 | 25 | 25 | 0 | 13 | 1 | 0 | 25 | 25 | 0 | 13 | 1 | 0 | 25 | 25 | 0 | 13 | 1 | 0 | 25 | 25 | 0 | 13 | 1 | 0 | 25 | 25 | 0 | 13 | 1 | 0 | 25 | 25 | 0 | 13 | 1 | 0 | 25 | 25 | 0 | 13 | 1 | 0 | 25 | 25 | 0 | 13 | 1 | 0 | 25 | 25 | 0 | 13 | 1 | 0 | 25 | 25 | 0 | 13 | 1 | 0 | 25 | 25 | 0 | 13 | 1 | 0 | 25 | 25 | 0 | 13 | 1 | 0 | 25 | 25 | 0 | 13 | 1 | 0 | 25 | 25 | 0 | 13 | 1 | 0 | 25 | 25 | 0 | 13 | 1 | 0 | 25 | 25 | 0 | 13 | 1 | 0 | 25 | 25 | 0 | 13 | 1 | 0 | 25 | 25 | 0 | 13 | 1 | 0 | 25 | 25 | 0 | 13 | 1 | 0 | 25 | 25 | 0 | 13 | 1 | 0 | 25 | 25 | 0 | 13 | -600 | 13 | 25 | -15000 | 0 | 13 | 1 | 0 | 25 | 25 | 0 | 13 | 1 | 0 | 25 | 25 | 0 | 13 | 1 | 0 | 25 | 25 | 0 | 13 | 1 | 0 | 25 | 25 | 0 | 13 | 1 | 0 | 25 | 25 | 0 | 13 | 1 | 0 | 25 | 25 | 0 | 13 | 1 | 0 | 25 | 25 | 0 | 13 | 1 | 0 | 25 | 25 | 0 | 13 | 1 | 0 | 25 | 25 | 0 | 13 | 1 | 0 | 25 | 25 | 0 | 13 | 1 | 0 | 25 | 25 | 0 | 13 | 1 | 0 | 25 | 25 | 0 | 13 | 1 | 0 | 25 | 25 | 0 | 13 | 1 | 0 | 25 | 25 | 0 | 13 | 1 | 0 | 25 | 25 | 0 | 13 | 1 | 0 | 25 | 25 | 0 | 13 | 1 | 0 | 25 | 25 | 0 | 13 | 1 | 0 | 25 | 25 | 0 | 13 | 1 | 0 | 25 | 25 | 0 | 13 | 1 | 0 | 25 | 25 | 0 | 13 | 1 | 0 | 25 | 25 | 0 | 13 | 1 | 0 | 25 | 25 | 0 | 13 | 1 | 0 | 25 | 25 | 0 | 13 | 1 | 0 | 25 | 25 | 0 | 13 | 1 | 0 | 25 | 25 | 0 | 13 | 1 | 0 | 25 | 25 | 0 | 13 | 1 | 0 | 25 | 25 | 0 | 13 | 1 | 0 | 25 | 25 | 0 | 13 | 1 | 0 | 25 | 25 | 0 | 13 | 1 | 0 | 25 | 25 | 0 | 13 | 1 | 0 | 25 | 25 | 0 | 13 | 1 | 0 | 25 | 25 | 0 | 13 | 1 | 0 | 25 | 25 | 0 | 13 | 1 | 0 | 25 | 25 | 0 | 13 | 1 | 0 | 25 | 25 | 0 | 13 | 1 | 0 | 25 | 25 | 0 | 13 | 1 | 0 | 25 | 25 | 0 | 13 | 1 | 0 | 25 | 25 | 0 | 13 | 1 | 0 | 25 | 25 | 0 | 13 | 1 | 0 | 25 | 25 | 0 | 13 | 1 | 0 | 25 | 25 | 0 | 13 | 1 | 0 | 25 | 25 | 0 | 13 | 1 | 0 | 25 | 25 | 0 | 13 | 1 | 0 | 25 | 25 | 0 | 13 | 1 | 0 | 25 | 25 | 0 | 13 | 1 | 0 | 25 | 25 | 0 | 13 | 1 | 0 | 25 | 25 | 0 | 13 | 1 | 0 | 25 | 25 | 0 | 13 | 1 | 0 | 25 | 25 | 0 | 13 | 1 | 0 | 25 | 25 | 0 | 13 | 1 | 0 | 25 | 25 | 0 | 13 | 1 | 0 | 25 | 25 | 0 | 13 | 1 | 0 | 25 | 25 | 0 | 13 | 1 | 0 | 25 | 25 | 0 | 13 | 1 | 0 | 25 | 25 | 0 | 13 | 1 | 0 | 25 | 25 | 0 | 13 | 1 | 0 | 25 | 25 | 0 | 13 | 1 | 0 | 25 | 25 | 0 | 13 | 1 | 0 | 25 | 25 | 0 | 13 | 1 | 0 | 25 | 25 | 0 | 13 | 1 | 0 | 25 | 25 | 0 | 13 | 1 | 0 | 25 | 25 | 0 | 13 | 1 | 0 | 25 | 25 | 0 | 13 | 1 | 0 | 25 | 25 | 0 | 13 | 1 | 0 | 25 | 25 | 0 | 13 | 1 | 0 | 25 | 25 | 0 | 13 | 1 | 0 | 25 | 25 | 0 | 13 | 1 | 0 | 25 | 25 | 0 | 13 | 1 | 0 | 25 | 25 | 0 | 13 | 1 | 0 | 25 | 25 | 0 | 13 | 1 | 0 | 25 | 25 | 0 | 13 | 1 | 0 | 25 | 25 | 0 | 13 | 1 | 0 | 25 | 25 | 0 | 13 | 1 | 0 | 25 | 25 | 0 | 13 | 1 | 0 | 25 | 25 | 0 | 13 | 1 | 0 | 25 | 25 | 0 | 13 | 1 | 0 | 25 | 25 | 0 | 13 | 1 | 0 | 25 | 25 | 0 | 13 | 1 | 0 | 25 | 25 | 0 | 13 | 1 | 0 | 25 | 25 | 0 | 13 | 1 | 0 | 25 | 25 | 0 | 13 | 1 | 0 | 25 | 25 | 0 | 13 | 1 | 0 | 25 | 25 | 0 | 13 | 1 | 0 | 25 | 25 | 0 | 13 | 1 | 0 | 25 | 25 | 0 | 13 | 1 | 0 | 25 | 25 | 0 | 13 | 1 | 0 | 25 | 25 | 0 | 13 | 1 | 0 | 25 | 25 | 0 | 13 | 1 | 0 | 25 | 25 | 0 | 13 | 1 | 0 | 25 | 25 | 0 | 13 | 1 | 0 | 25 | 25 | 0 | 13 | 1 | 0 | 25 | 25 | 0 | 13 | 1 | 0 | 25 | 25 | 0 | 13 | 1 | 0 | 25 | 25 | 0 | 13 | 1 | 0 | 25 | 25 | 0 | 13 | 1 | 0 | 25 | 25 | 0 | 13 | 1 | 0 | 25 | 25 | 0 | 13 | 1 | 0 | 25 | 25 | 0 | 13 | 1 | 0 | 25 | 25 | 0 | 13 | 1 | 0 | 25 | 25 | 0 | 13 | 1 | 0 | 25 | 25 | 0 | 13 | 1 | 0 | 25 | 25 | 0 | 13 | 1 | 0 | 25 | 25 | 0 | 13 | 1 | 0 | 25 | 25 | 0 | 13 | 1 | 0 | 25 | 25 | 0 | 13 | 1 | 0 | 25 | 25 | 0 | 13 | 1 | 0 | 25 | 25 | 0 | 13 | 1 | 0 | 25 | 25 | 0 | 13 | 1 | 0 | 25 | 25 | 0 | 13 | 1 | 0 | 25 | 25 | 0 | 13 | 1 | 0 | 25 | 25 | 0 | 13 | 1 | 0 | 25 | 25 | 0 | 13 | 1 | 0 | 25 | 25 | 0 | 13 | 1 | 0 | 25 | 25 | 0 | 13 | 1 | 0 | 25 | 25 | 0 | 13 | 1 | 0 | 25 | 25 | 0 | 13 | 1 | 0 | 25 | 25 | 0 | 13 | 1 | 0 | 25 | 25 | 0 | 13 | 1 | 0 | 25 | 25 | 0 | 13 | 1 | 0 | 25 | 25 | 0 | 13 | 1 | 0 | 25 | 25 | 0
14 | Septic tank Build buried septic tank with two compartments, only one layer cement plastering and one flan coat layer required, using blocks size (200x200x400) mm, wall thickness 200mm, including concrete roofing and flooring one layer reinforced concrete 200mm Thickness using two-layer Ø10mm @ 200mm C/C each layer both sides, mixing ratio 1:2:4. Including 2 Iron Manhole in the top (300x300) mm. as the attached drawing. The cost includes all excavation works using the excavator | no. | 1600 | [6 empty] | 14 | 1 | 0 | 1600 | 1600 | 0 | 14 | 1 | 0 | 1600 | 1600 | 0 | [18 empty] | 14 | 1 | 0 | 1600 | 1600 | 0 | [6 empty] | 14 | 1 | 0 | 1600 | 1600 | 0 | [12 empty] | 14 | 1 | 0 | 1600 | 1600 | 0 | 14 | 1 | 0 | 1600 | 1600 | 0 | [12 empty] | 14 | 1 | 0 | 1600 | 1600 | 0 | 14 | 1 | 0 | 1600 | 1600 | 0 | [6 empty] | 14 | 1 | 0 | 1600 | 1600 | 0 | [24 empty] | 14 | 1 | 0 | 1600 | 1600 | 0 | [6 empty] | 14 | 1 | 0 | 1600 | 1600 | 0 | [12 empty] | 14 | 1 | 0 | 1600 | 1600 | 0 | [42 empty] | 14 | 1 | 0 | 1600 | 1600 | 0 | [30 empty] | 14 | 1 | 0 | 1600 | 1600 | 0 | [18 empty] | 14 | 1 | 0 | 1600 | 1600 | 0 | [12 empty] | 14 | 1 | 0 | 1600 | 1600 | 0 | [30 empty] | 14 | 1 | 0 | 1600 | 1600 | 0 | 14 | 1 | 0 | 1600 | 1600 | 0 | 14 | 1 | 0 | 1600 | 1600 | 0 | 14 | 1 | 0 | 1600 | 1600 | 0 | 14 | 1 | 0 | 1600 | 1600 | 0 | 14 | 1 | 0 | 1600 | 1600 | 0 | 14 | 1 | 0 | 1600 | 1600 | 0 | [6 empty] | 14 | 1 | 0 | 1600 | 1600 | 0 | 14 | 1 | 0 | 1600 | 1600 | 0 | 14 | 1 | 0 | 1600 | 1600 | 0 | 14 | 1 | 0 | 1600 | 1600 | 0 | 14 | 1 | 0 | 1600 | 1600 | 0 | 14 | 1 | 0 | 1600 | 1600 | 0 | 14 | 1 | 0 | 1600 | 1600 | 0 | [6 empty] | 14 | 1 | 0 | 1600 | 1600 | 0 | [6 empty] | 14 | 1 | 0 | 1600 | 1600 | 0 | 14 | 1 | 0 | 1600 | 1600 | 0 | 14 | 1 | 0 | 1600 | 1600 | 0 | 14 | 1 | 0 | 1600 | 1600 | 0 | 14 | 1 | 0 | 1600 | 1600 | 0 | 14 | 1 | 0 | 1600 | 1600 | 0 | [6 empty] | 14 | 1 | 0 | 1600 | 1600 | 0 | 14 | 1 | 0 | 1600 | 1600 | 0 | 14 | 1 | 0 | 1600 | 1600 | 0 | 14 | 1 | 0 | 1600 | 1600 | 0 | [6 empty] | 14 | 1 | 0 | 1600 | 1600 | 0 | 14 | 1 | 0 | 1600 | 1600 | 0 | [12 empty] | 14 | 1 | 0 | 1600 | 1600 | 0 | 14 | 1 | 0 | 1600 | 1600 | 0 | 14 | 1 | 0 | 1600 | 1600 | 0 | 14 | 1 | 0 | 1600 | 1600 | 0 | [6 empty] | 14 | 1 | 0 | 1600 | 1600 | 0 | 14 | 1 | 0 | 1600 | 1600 | 0 | [6 empty] | 14 | 1 | 0 | 1600 | 1600 | 0 | 14 | 1 | 0 | 1600 | 1600 | 0 | 14 | 1 | 0 | 1600 | 1600 | 0 | 14 | 1 | 0 | 1600 | 1600 | 0 | 14 | 1 | 0 | 1600 | 1600 | 0 | 14 | 1 | 0 | 1600 | 1600 | 0 | 14 | 1 | 0 | 1600 | 1600 | 0 | [6 empty] | 14 | 1 | 0 | 1600 | 1600 | 0 | 14 | 0 | 0 | 1600 | 0 | 0 | 14 | 1 | 0 | 1600 | 1600 | 0 | 14 | 1 | 0 | 1600 | 1600 | 0 | 14 | 1 | 0 | 1600 | 1600 | 0 | 14 | 1 | 0 | 1600 | 1600 | 0 | 14 | 1 | 0 | 1600 | 1600 | 0 | 14 | 1 | 0 | 1600 | 1600 | 0 | [6 empty] | 14 | 1 | 0 | 1600 | 1600 | 0 | 14 | 1 | 0 | 1600 | 1600 | 0 | [6 empty] | 14 | 1 | 0 | 1600 | 1600 | 0 | [12 empty] | 14 | 1 | 0 | 1600 | 1600 | 0 | 14 | 1 | 0 | 1600 | 1600 | 0 | 14 | 1 | 0 | 1600 | 1600 | 0 | 14 | 1 | 0 | 1600 | 1600 | 0 | 14 | 1 | 0 | 1600 | 1600 | 0 | 14 | 1 | 0 | 1600 | 1600 | 0 | 14 | 1 | 0 | 1600 | 1600 | 0 | [6 empty] | 14 | 1 | 0 | 1600 | 1600 | 0 | 14 | 1 | 0 | 1600 | 1600 | 0 | [6 empty] | 14 | 1 | 0 | 1600 | 1600 | 0 | 14 | 1 | 0 | 1600 | 1600 | 0 | 14 | 1 | 0 | 1600 | 1600 | 0 | 14 | 1 | 0 | 1600 | 1600 | 0 | 14 | 1 | 0 | 1600 | 1600 | 0 | 14 | 1 | 0 | 1600 | 1600 | 0 | 14 | 1 | 0 | 1600 | 1600 | 0 | 14 | 1 | 0 | 1600 | 1600 | 0 | 14 | 1 | 0 | 1600 | 1600 | 0 | 14 | 1 | 0 | 1600 | 1600 | 0 | [6 empty] | 14 | 1 | 0 | 1600 | 1600 | 0 | 14 | 1 | 0 | 1600 | 1600 | 0 | 14 | 1 | 0 | 1600 | 1600 | 0 | 14 | 1 | 0 | 1600 | 1600 | 0 | [12 empty] | 14 | 1 | 0 | 1600 | 1600 | 0 | 14 | 1 | 0 | 1600 | 1600 | 0 | 14 | 1 | 0 | 1600 | 1600 | 0 | 14 | 1 | 0 | 1600 | 1600 | 0 | [6 empty] | 14 | 0 | 0 | 1600 | 0 | 0
15 | Supply and install WC for disabled with flush, white color, according to disabled architectural standards. Vitreous European pedestal type water closet (European type W.C. pan) with heavy duty seat and lid and fixed with metal bolts , 9 liter low level white P.V.C. flushing cistern, including flush pipe, with manually controlled device (handle lever), conforming with all fittings and fixtures complete, including cutting, Grouting and making good the walls and floors wherever required. Also installation of a heavy duty chrome plate hand spray . Works shall include all fittings, valves, hoses, and components required for putting the system in good operational conditions as per engineer’s instructions and approval. Allow for connecting the new fixture to the sanitary drainage system and the domestic water supply system. Locations to be marked on site by the UNOPS engineer. Allow for putting the system in good operational conditions as per engineer’s instructions and approval. | no. | 250 | [282 empty] | 15 | 1 | 0 | 250 | 250 | 0 | [12 empty] | 15 | 1 |  | 250 | 250 | 0 | [228 empty] | 15 |  |  | #N/A | [56 empty] | 15 |  |  | #N/A |  |  | 15 |  |  | #N/A | [26 empty] | 15 |  |  | #N/A | [8 empty] | 15 | [5 empty] | 15 |  |  | #N/A |  |  | 15 |  |  | #N/A |  |  | 15 |  |  | #N/A | [56 empty] | 15 |  |  | #N/A |  |  | 15 |  |  | #N/A | [44 empty] | 15 | 1 |  | 250 | 250 | 0 | [90 empty] | 15 | 1 |  | 250 | 250 | 0 | [12 empty] | 15 | 1 |  | 250 | 250 | 0 | [24 empty] | 15 |  |  | #N/A
Total Mechanical Works |  |  |  | Total Mechanical and Plumbing Works |  |  |  | 785 | 0 | Total Mechanical and Plumbing Works |  |  |  | 4923 | 0 | Total Mechanical and Plumbing Works |  |  |  | 3846 | 0 | [6 empty] | Total Mechanical and Plumbing Works |  |  |  | 1099 | 0 | Total Mechanical and Plumbing Works |  |  |  | 2410 | 0 | Total Mechanical and Plumbing Works |  |  |  | 4050 | 0 | Total Mechanical and Plumbing Works |  |  |  | 1807 | 0 | Total Mechanical and Plumbing Works |  |  |  | 3722 | 0 | Total Mechanical and Plumbing Works |  |  |  | 669 | 0 | Total Mechanical and Plumbing Works |  |  |  | 1608 | 0 | Total Mechanical and Plumbing Works |  |  |  | 3086 | 0 | Total Mechanical and Plumbing Works |  |  |  | 4650 | 0 | Total Mechanical and Plumbing Works |  |  |  | 436 | 0 | Total Mechanical and Plumbing Works |  |  |  | 923 | 0 | Total Mechanical and Plumbing Works |  |  |  | 3974 | 0 | Total Mechanical and Plumbing Works |  |  |  | 3001 | 0 | Total Mechanical and Plumbing Works |  |  |  | 1019 |  | Total Mechanical and Plumbing Works |  |  |  | 3264 | 0 | Total Mechanical and Plumbing Works |  |  |  | 1544 |  | Total Mechanical and Plumbing Works |  |  |  | 691 | 0 | Total Mechanical and Plumbing Works |  |  |  | 808 | 0 | Total Mechanical and Plumbing Works |  |  |  | 1847 | 0 | Total Mechanical and Plumbing Works |  |  |  | 4520 | 0 | `````````````````````````````````` |  |  |  | 1191 | 0 | Total Mechanical and Plumbing Works |  |  |  | 4521 | 0 | Total Mechanical |  |  |  | 3092 |  | Total Mechanical and Plumbing Works |  |  |  | 340 | 0 | Total Mechanical and Plumbing Works |  |  |  | 3536 | 0 | Total Mechanical and Plumbing Works |  |  |  | 1635 | 0 | Total Mechanical and Plumbing Works |  |  |  | 4386 | 0 | Total Mechanical and Plumbing Works |  |  |  | 3204 |  | Total Mechanical and Plumbing Works |  |  |  | 2702 |  | Total Mechanical and Plumbing Works |  |  |  | 1086 | 0 | Total Mechanical and Plumbing Works |  |  |  | 905 | 0 | Total Mechanical and Plumbing Works |  |  |  | 3224 | 0 | Total Mechanical and Plumbing Works |  |  |  | 4518 |  | Total Mechanical and Plumbing Works |  |  |  | 1895 | 0 | Total Mechanical and Plumbing Works |  |  |  | 1654 |  | Total Mechanical and Plumbing Works |  |  |  | 2938 |  | Total Mechanical and Plumbing Works |  |  |  | 1996 |  | Total Mechanical and Plumbing Works |  |  |  | 2533 | 0 | Total Mechanical and Plumbing Works |  |  |  | 3801 | 0 | Total Mechanical and Plumbing Works |  |  |  | 2858 | 0 | Total Mechanical and Plumbing Works |  |  |  | 2558 |  | Total Mechanical and Plumbing Works |  |  |  | 626 | 0 | Total Mechanical and Plumbing Works |  |  |  | 4325 | 0 | Total Mechanical and Plumbing Works |  |  |  | 1754 |  | Total Mechanical and Plumbing Works |  |  |  | 2102 | 0 | Total Mechanical and Plumbing Works |  |  |  | 5182 | 0 | Total Mechanical and Plumbing Works |  |  |  | 2690 |  | Total Mechanical and Plumbing Works |  |  |  | 664 |  | Total Mechanical and Plumbing Works |  |  |  | 1072 |  | Total Mechanical and Plumbing Works |  |  |  | 3980 |  | Total Mechanical and Plumbing Works |  |  |  | 2496 | 0 | Total Mechanical and Plumbing Works |  |  |  | 3649 | 0 | Total Mechanical and Plumbing Works |  |  |  | 4044 | 0 | [66 empty] | Total Mechanical and Plumbing Works |  |  |  | 4650 | 0 | Total Mechanical and Plumbing Works |  |  |  | 5190 | 0 | Total Mechanical and Plumbing Works |  |  |  | 868 | 0 | Total Mechanical and Plumbing Works |  |  |  | 4682 | 0 | Total Mechanical and Plumbing Works |  |  |  | 2271 | 0 | Total Mechanical and Plumbing Works |  |  |  | 4566 | 0 | Total Mechanical and Plumbing Works |  |  |  | 3556 | 0 | Total Mechanical and Plumbing Works |  |  |  | 4674 | 0 | Total Mechanical and Plumbing Works |  |  |  | 4966 | 0 | Total Mechanical and Plumbing Works |  |  |  | 4990 | 0 | Total Mechanical and Plumbing Works |  |  |  | 4306 | 0 | Total Mechanical and Plumbing Works |  |  |  | 762 | 0 | Total Mechanical and Plumbing Works |  |  |  | 4150 | 0 | Total Mechanical and Plumbing Works |  |  |  | 4388 | 0 | Total Mechanical and Plumbing Works |  |  |  | 3726 | 0 | Total Mechanical and Plumbing Works |  |  |  | 3880 | 0 | Total Mechanical and Plumbing Works |  |  |  | 2096 | 0 | Total Mechanical and Plumbing Works |  |  |  | 3998 | 0 | Total Mechanical and Plumbing Works |  |  |  | 3998 | 0 | Total Mechanical and Plumbing Works |  |  |  | 3431 | 0 | Total Mechanical and Plumbing Works |  |  |  | 2684 | 0 | Total Mechanical and Plumbing Works |  |  |  | 3706 | 0 | Total Mechanical and Plumbing Works |  |  |  | 4432 | 0 | Total Mechanical and Plumbing Works |  |  |  | 3942 | 0 | Total Mechanical and Plumbing Works |  |  |  | 4794 | 0 | Total Mechanical and Plumbing Works |  |  |  | 3052 | 0 | Total Mechanical and Plumbing Works |  |  |  | 4408 | 0 | Total Mechanical and Plumbing Works |  |  |  | 5361 | 0 | Total Mechanical and Plumbing Works |  |  |  | 1368 | 0 | Total Mechanical and Plumbing Works |  |  |  | 3306 | 0 | Total Mechanical and Plumbing Works |  |  |  | 4458 | 0 | Total Mechanical and Plumbing Works |  |  |  | 4402 | 0 | Total Mechanical and Plumbing Works |  |  |  | 2591 | 0 | Total Mechanical and Plumbing Works |  |  |  | 4292 | 0 | Total Mechanical and Plumbing Works |  |  |  | 4686 | 0 | Total Mechanical and Plumbing Works |  |  |  | 3136 | 0 | Total Mechanical and Plumbing Works |  |  |  | 2310 | 0 | Total Mechanical and Plumbing Works |  |  |  | 3536 | 0 | Total Mechanical and Plumbing Works |  |  |  | 1528 | 0 | Total Mechanical and Plumbing Works |  |  |  | 4631 | 0 | Total Mechanical and Plumbing Works |  |  |  | 3462 | 0 | Total Mechanical and Plumbing Works |  |  |  | 4286 | 0 | Total Mechanical and Plumbing Works |  |  |  | 4322 | 0 | Total Mechanical and Plumbing Works |  |  |  | 4416 | 0 | Total Mechanical and Plumbing Works |  |  |  | 4654 | 0 | Total Mechanical and Plumbing Works |  |  |  | 2107 | 0 | Total Mechanical and Plumbing Works |  |  |  | 4598 | 0 | Total Mechanical and Plumbing Works |  |  |  | 4868 | 0 | Total Mechanical and Plumbing Works |  |  |  | 340 | 0 | Total Mechanical and Plumbing Works |  |  |  | 4786 | 0 | Total Mechanical and Plumbing Works |  |  |  | 2968 | 0 | Total Mechanical and Plumbing Works |  |  |  | 956 | 0 | Total Mechanical and Plumbing Works |  |  |  | 2870 | 0 | Total Mechanical and Plumbing Works |  |  |  | 4472 | 0 | Total Mechanical and Plumbing Works |  |  |  | 4624 | 0 | Total Mechanical and Plumbing Works |  |  |  | 4758 | 0 | Total Mechanical and Plumbing Works |  |  |  | 4338 | 0 | Total Mechanical and Plumbing Works |  |  |  | 4768 | 0 | Total Mechanical and Plumbing Works |  |  |  | 4720 | 0 | Total Mechanical and Plumbing Works |  |  |  | 2382 | 0 | Total Mechanical and Plumbing Works |  |  |  | 4478 | 0 | Total Mechanical and Plumbing Works |  |  |  | 5224 | 0 | Total Mechanical and Plumbing Works |  |  |  | 3215 | 0 | Total Mechanical and Plumbing Works |  |  |  | 4770 | 0 | Total Civil |  |  |  | 3303 | 0 | Total Mechanical and Plumbing Works |  |  |  | 4354 | 0 | Total Mechanical and Plumbing Works |  |  |  | 4764 | 0 | Total Mechanical and Plumbing Works |  |  |  | 4020 | 0 | Total Mechanical and Plumbing Works |  |  |  | 4510 | 0 | Total Mechanical and Plumbing Works |  |  |  | 5050 | 0 | Total Mechanical and Plumbing Works |  |  |  | 4562 | 0 | Total Mechanical and Plumbing Works |  |  |  | 4274 | 0 | Total Mechanical and Plumbing Works |  |  |  | 3154 | 0 | Total Mechanical and Plumbing Works |  |  |  | 3672 | 0 | Total Mechanical and Plumbing Works |  |  |  | 3225 | 0 | Total Mechanical and Plumbing Works |  |  |  | 4826 | 0 | Total Mechanical and Plumbing Works |  |  |  | 4258 | 0 | Total Mechanical and Plumbing Works |  |  |  | 4832 | 0 | Total Mechanical and Plumbing Works |  |  |  | 355 | 0 | Total Mechanical and Plumbing Works |  |  |  | 1690 | 0 | Total Mechanical and Plumbing Works |  |  |  | 4658 | 0 | Total Mechanical and Plumbing Works |  |  |  | 4394 | 0 | Total Mechanical and Plumbing Works |  |  |  | 4986 | 0 | Total Mechanical and Plumbing Works |  |  |  | 5114 | 0 | Total Mechanical and Plumbing Works |  |  | 1750 |  |  | Total Mechanical and Plumbing Works |  |  |  | 1528 | 0
Electrical Work |  |  |  | Electrical Work | [5 empty] | Electrical Work | [5 empty] | Electrical Work | [11 empty] | Electrical Work | [5 empty] | Electrical Work |  |  |  |  | 0 | Electrical Work | [5 empty] | Electrical Work |  |  |  |  | 0 | Electrical Work |  |  |  |  | 0 | Electrical Work |  |  |  |  | 0 | Electrical Work |  |  |  |  | 0 | Electrical Work |  |  |  |  | 0 | Electrical Work |  |  |  |  | 0 | Electrical Work |  |  |  |  | 0 | Electrical Work |  |  |  |  | 0 | Electrical Work |  |  |  |  | 0 | Electrical Work |  |  |  |  | 0 | Electrical Work |  |  |  |  | 0 | Electrical Work |  |  |  |  | 0 | Electrical Work |  |  |  |  | 0 | Electrical Work |  |  |  |  | 0 | Electrical Work |  |  |  |  | 0 | Electrical Work |  |  |  |  | 0 | Electrical Work |  |  |  |  | 0 | Electrical Work |  |  |  |  | 0 | Electrical Work |  |  |  |  | 0 | Electrical Work |  |  |  |  | 0 | Electrical Work |  |  |  |  | 0 | Electrical Work |  |  |  |  | 0 | Electrical Work |  |  |  |  | 0 | Electrical Work |  |  |  |  | 0 | Electrical Work |  |  |  |  | 0 | Electrical Work |  |  |  |  | 0 | Electrical Work |  |  |  |  | 0 | Electrical Work |  |  |  |  | 0 | Electrical Work |  |  |  |  | 0 | Electrical Work |  |  |  |  | 0 | Electrical Work |  |  |  |  | 0 | Electrical Work |  |  |  |  | 0 | Electrical Work |  |  |  |  | 0 | Electrical Work |  |  |  |  | 0 | Electrical Work |  |  |  |  | 0 | Electrical Work |  |  |  |  | 0 | Electrical Work |  |  |  |  | 0 | Electrical Work |  |  |  |  | 0 | Electrical Work |  |  |  |  | 0 | Electrical Work |  |  |  |  | 0 | Electrical Work |  |  |  |  | 0 | Electrical Work |  |  |  |  | 0 | Electrical Work |  |  |  |  | 0 | Electrical Work |  |  |  |  | 0 | Electrical Work |  |  |  |  | 0 | Electrical Work |  |  |  |  | 0 | Electrical Work |  |  |  |  | 0 | Electrical Work |  |  |  |  | 0 | Electrical Work |  |  |  |  | 0 | Electrical Work |  |  |  |  | 0 | Total Mechanical and Plumbing Works |  |  |  | 4010 | 0 | Total Mechanical and Plumbing Works |  |  |  | 4258 | 0 | Total Mechanical and Plumbing Works |  |  |  | 4246 | 0 | Total Mechanical and Plumbing Works |  |  |  | 4458 | 0 | Total Mechanical and Plumbing Works |  |  |  | 4568 | 0 | Total Mechanical and Plumbing Works |  |  |  | 2686 | 0 | Total Mechanical and Plumbing Works |  |  |  | 4072 | 0 | Total Mechanical and Plumbing Works |  |  |  | 3449 | 0 | Total Mechanical and Plumbing Works |  |  |  | 3052 | 0 | Total Mechanical and Plumbing Works |  |  |  | 2896 | 0 | Total Mechanical and Plumbing Works |  |  |  | 5078 | 0 | Electrical Work |  |  |  |  | 0 | Electrical Work |  |  |  |  | 0 | Electrical Work |  |  |  |  | 0 | Electrical Work |  |  |  |  | 0 | Electrical Work |  |  |  |  | 0 | Electrical Work |  |  |  |  | 0 | Electrical Work |  |  |  |  | 0 | Electrical Work |  |  |  |  | 0 | Electrical Work |  |  |  |  | 0 | Electrical Work |  |  |  |  | 0 | Electrical Work |  |  |  |  | 0 | Electrical Work |  |  |  |  | 0 | Electrical Work |  |  |  |  | 0 | Electrical Work |  |  |  |  | 0 | Electrical Work |  |  |  |  | 0 | Electrical Work |  |  |  |  | 0 | Electrical Work |  |  |  |  | 0 | Electrical Work |  |  |  |  | 0 | Electrical Work |  |  |  |  | 0 | Electrical Work |  |  |  |  | 0 | Electrical Work |  |  |  |  | 0 | Electrical Work |  |  |  |  | 0 | Electrical Work |  |  |  |  | 0 | Electrical Work |  |  |  |  | 0 | Electrical Work |  |  |  |  | 0 | Electrical Work |  |  |  |  | 0 | Electrical Work |  |  |  |  | 0 | Electrical Work |  |  |  |  | 0 | Electrical Work |  |  |  |  | 0 | Electrical Work |  |  |  |  | 0 | Electrical Work |  |  |  |  | 0 | Electrical Work |  |  |  |  | 0 | Electrical Work |  |  |  |  | 0 | Electrical Work |  |  |  |  | 0 | Electrical Work |  |  |  |  | 0 | Electrical Work |  |  |  |  | 0 | Electrical Work |  |  |  |  | 0 | Electrical Work |  |  |  |  | 0 | Electrical Work |  |  |  |  | 0 | Electrical Work |  |  |  |  | 0 | Electrical Work |  |  |  |  | 0 | Electrical Work |  |  |  |  | 0 | Electrical Work |  |  |  |  | 0 | Electrical Work |  |  |  |  | 0 | Electrical Work |  |  |  |  | 0 | Electrical Work |  |  |  |  | 0 | Electrical Work |  |  |  |  | 0 | Electrical Work |  |  |  |  | 0 | Electrical Work |  |  |  |  | 0 | Electrical Work |  |  |  |  | 0 | Electrical Work |  |  |  |  | 0 | Electrical Work |  |  |  |  | 0 | Electrical Work |  |  |  |  | 0 | Electrical Work |  |  |  |  | 0 | Electrical Work |  |  |  |  | 0 | Electrical Work |  |  |  |  | 0 | Electrical Work |  |  |  |  | 0 | Electrical Work |  |  |  |  | 0 | Electrical Work |  |  |  |  | 0 | Electrical Work |  |  |  |  | 0 | Electrical Work |  |  |  |  | 0 | Electrical Work |  |  |  |  | 0 | Electrical Work |  |  |  |  | 0 | Electrical Work |  |  |  |  | 0 | Electrical Work |  |  |  |  | 0 | Electrical Work |  |  |  |  | 0 | Electrical Work |  |  |  |  | 0 | Electrical Work |  |  |  |  | 0 | Electrical Work |  |  |  |  | 0 | Electrical Work |  |  |  |  | 0 | Electrical Work |  |  |  |  | 0 | Electrical Work |  |  |  |  | 0 | Electrical Work |  |  |  |  | 0 | Electrical Work |  |  |  |  | 0 | Electrical Work |  |  |  |  | 0 | Electrical Work |  |  |  |  | 0 | Electrical Work |  |  |  |  | 0 | Electrical Work |  |  |  |  | 0 | Electrical Work |  |  |  |  | 0 | Electrical Work |  |  |  |  | 0 | Electrical Work |  |  |  |  | 0 | Electrical Work |  |  |  |  | 0 | Electrical Work |  |  |  |  | 0 | Electrical Work |  |  |  |  | 0 | Electrical Work |  |  |  |  | 0 | Electrical Work |  |  |  |  | 0
| The scope of the contractor within the areas included in the rehabilitation works deemed to include the following: | [37 empty] | 0 | [11 empty] | 0 | [5 empty] | 0 | [5 empty] | 0 | [5 empty] | 0 | [5 empty] | 0 | [5 empty] | 0 | [5 empty] | 0 | [5 empty] | 0 | [5 empty] | 0 | [5 empty] | 0 | [5 empty] | 0 | [5 empty] | 0 | [5 empty] | 0 | [5 empty] | 0 | [5 empty] | 0 | [5 empty] | 0 | [5 empty] | 0 | [11 empty] | 0 | [5 empty] | 0 | [5 empty] | 0 | [5 empty] | 0 | [5 empty] | 0 | [5 empty] | 0 | [5 empty] | 0 | [5 empty] | 0 | [5 empty] | 0 | [5 empty] | 0 | [5 empty] | 0 | [5 empty] | 0 | [5 empty] | 0 | [5 empty] | 0 | [5 empty] | 0 | [5 empty] | 0 | [5 empty] | 0 | [5 empty] | 0 | [5 empty] | 0 | [5 empty] | 0 | [5 empty] | 0 | [5 empty] | 0 | [5 empty] | 0 | [5 empty] | 0 | [5 empty] | 0 | [11 empty] | 0 | [5 empty] | 0 | [5 empty] | 0 | [5 empty] | 0 | [5 empty] | 0 | [5 empty] | 0 | Electrical Work |  |  |  |  | 0 | Electrical Work |  |  |  |  | 0 | Electrical Work |  |  |  |  | 0 | Electrical Work |  |  |  |  | 0 | Electrical Work |  |  |  |  | 0 | Electrical Work |  |  |  |  | 0 | Electrical Work |  |  |  |  | 0 | Electrical Work |  |  |  |  | 0 | Electrical Work |  |  |  |  | 0 | Electrical Work |  |  |  |  | 0 | Electrical Work |  |  |  |  | 0 | [5 empty] | 0 | [5 empty] | 0 | [5 empty] | 0 | [5 empty] | 0 | [5 empty] | 0 | [5 empty] | 0 | [5 empty] | 0 | [5 empty] | 0 | [5 empty] | 0 | [5 empty] | 0 | [5 empty] | 0 | [5 empty] | 0 | [5 empty] | 0 | [5 empty] | 0 | [5 empty] | 0 | [5 empty] | 0 | [5 empty] | 0 | [5 empty] | 0 | [5 empty] | 0 | [5 empty] | 0 | [5 empty] | 0 | [5 empty] | 0 | [5 empty] | 0 | [5 empty] | 0 | [5 empty] | 0 | [5 empty] | 0 | [5 empty] | 0 | [5 empty] | 0 | [5 empty] | 0 | [5 empty] | 0 | [5 empty] | 0 | [5 empty] | 0 | [5 empty] | 0 | [5 empty] | 0 | [5 empty] | 0 | [5 empty] | 0 | [5 empty] | 0 | [5 empty] | 0 | [5 empty] | 0 | [5 empty] | 0 | [5 empty] | 0 | [5 empty] | 0 | [5 empty] | 0 | [5 empty] | 0 | [5 empty] | 0 | [5 empty] | 0 | [5 empty] | 0 | [5 empty] | 0 | [5 empty] | 0 | [5 empty] | 0 | [5 empty] | 0 | [5 empty] | 0 | [5 empty] | 0 | [5 empty] | 0 | [5 empty] | 0 | [5 empty] | 0 | [5 empty] | 0 | [5 empty] | 0 | [5 empty] | 0 | [5 empty] | 0 | [5 empty] | 0 | [5 empty] | 0 | [5 empty] | 0 | [5 empty] | 0 | [5 empty] | 0 | [5 empty] | 0 | [5 empty] | 0 | [5 empty] | 0 | [5 empty] | 0 | [5 empty] | 0 | [5 empty] | 0 | [5 empty] | 0 | [5 empty] | 0 | [5 empty] | 0 | [5 empty] | 0 | [5 empty] | 0 | [5 empty] | 0 | [5 empty] | 0 | [5 empty] | 0 | [5 empty] | 0 | [5 empty] | 0 | [5 empty] | 0 | [5 empty] | 0 | [5 empty] | 0 | [5 empty] | 0 | [5 empty] | 0
1 | Distribution Boards (Supply New One) |  |  | 1 | [5 empty] | 1 | [5 empty] | 1 | [11 empty] | 1 | [5 empty] | 1 |  |  |  |  | 0 | 1 | [5 empty] | 1 |  |  |  |  | 0 | 1 |  |  |  |  | 0 | 1 |  |  |  |  | 0 | 1 |  |  |  |  | 0 | 1 |  |  |  |  | 0 | 1 |  |  |  |  | 0 | 1 |  |  |  |  | 0 | 1 |  |  |  |  | 0 | 1 |  |  |  |  | 0 | 1 |  |  |  |  | 0 | 1 |  |  |  |  | 0 | 1 |  |  |  |  | 0 | 1 |  |  |  |  | 0 | [6 empty] | 1 |  |  |  |  | 0 | 1 |  |  |  |  | 0 | 1 |  |  |  |  | 0 | [12 empty] | 1 |  |  |  |  | 0 | 1 |  |  |  |  | 0 | 1 |  |  |  |  | 0 | [6 empty] | 1 |  |  |  |  | 0 | 1 |  |  |  |  | 0 | 1 |  |  |  |  | 0 | 1 |  |  |  |  | 0 | 1 |  |  |  |  | 0 | 1 |  |  |  |  | 0 | 1 |  |  |  |  | 0 | 1 |  |  |  |  | 0 | 1 |  |  |  |  | 0 | 1 |  |  |  |  | 0 | 1 |  |  |  |  | 0 | 1 |  |  |  |  | 0 | 1 |  |  |  |  | 0 | 1 |  |  |  |  | 0 | 1 |  |  |  |  | 0 | 1 |  |  |  |  | 0 | 1 |  |  |  |  | 0 | 1 |  |  |  |  | 0 | 1 |  |  |  |  | 0 | 1 |  |  |  |  | 0 | 1 |  |  |  |  | 0 | 1 |  |  |  |  | 0 | 1 |  |  |  |  | 0 | 1 |  |  |  |  | 0 | 1 |  |  |  |  | 0 | 1 |  |  |  |  | 0 | 1 |  |  |  |  | 0 | 1 |  |  |  |  | 0 | 1 |  |  |  |  | 0 | 1 | [5 empty] | 1 |  |  |  |  | -200 | 1 |  |  |  |  | -200 | 1 |  |  |  |  | -200 | 1 |  |  |  |  | -200 | 1 |  |  |  |  | -200 | 1 |  |  |  |  | -200 | 1 |  |  |  |  | -200 | 1 |  |  |  |  | -200 | 1 |  |  |  |  | 0 | 1 |  |  |  |  | 0 | [6 empty] | 1 |  |  |  |  | 0 | [12 empty] | 1 |  |  |  |  | 0 | 1 |  |  |  |  | 0 | 1 |  |  |  |  | 0 | 1 |  |  |  |  | 0 | 1 |  |  |  |  | 0 | [6 empty] | 1 |  |  |  |  | 0 | 1 |  |  |  |  | 0 | 1 |  |  |  |  | 0 | 1 |  |  |  |  | 0 | 1 |  |  |  |  | 0 | 1 |  |  |  |  | 0 | 1 |  |  |  |  | 0 | [6 empty] | 1 |  |  |  |  | 0 | 1 |  |  |  |  | 0 | 1 |  |  |  |  | 0 | 1 |  |  |  |  | 0 | 1 |  |  |  |  | 0 | 1 |  |  |  |  | 0 | 1 |  |  |  |  | 0 | 1 |  |  |  |  | 0 | 1 |  |  |  |  | 0 | 1 |  |  |  |  | 0 | 1 |  |  |  |  | 0 | 1 |  |  |  |  | 0 | 1 |  |  |  |  | 0 | 1 |  |  |  |  | 0 | 1 |  |  |  |  | 0 | 1 |  |  |  |  | 0 | 1 |  |  |  |  | 0 | 1 |  |  |  |  | 0 | 1 |  |  |  |  | 0 | 1 |  |  |  |  | 0 | 1 |  |  |  |  | 0 | 1 |  |  |  |  | 0 | 1 |  |  |  |  | 0 | 1 |  |  |  |  | 0 | 1 |  |  |  |  | 0 | [6 empty] | 1 |  |  |  |  | 0 | 1 |  |  |  |  | 0 | 1 |  |  |  |  | 0 | 1 |  |  |  |  | 0 | 1 |  |  |  |  | 0 | 1 |  |  |  |  | 0 | 1 |  |  |  |  | 0 | 1 |  |  |  |  | 0 | [6 empty] | 1 |  |  |  |  | 0 | 1 |  |  |  |  | 0 | 1 |  |  |  |  | 0 | 1 |  |  |  |  | 0 | [6 empty] | 1 |  |  |  |  | 0 | 1 |  |  |  |  | 0 | 1 |  |  |  |  | 0 | 1 |  |  |  |  | 0 | 1 |  |  |  |  | 0 | 1 |  |  |  |  | 0 | 1 |  |  |  |  | 0 | 1 |  |  |  |  | 0 | 1 |  |  |  |  | 0 | 1 |  |  |  |  | 0 | 1 |  |  |  |  | 0 | 1 |  |  |  |  | 0 | 1 |  |  |  |  | 0 | 1 |  |  |  |  | 0 | 1 |  |  |  |  | 0 | 1 |  |  |  |  | 0 | 1 |  |  |  |  | 0 | 1 |  |  |  |  | 0 | 1 |  |  |  |  | 0 | 1 |  |  |  |  | 0 | 1 |  |  |  |  | 0 | 1 |  |  |  |  | 0 | 1 |  |  |  |  | 0 | 1 |  |  |  |  | 0 | 1 |  |  |  |  | 0 | 1 |  |  |  |  | 0
1.1 | Contractor shall supply, install, connect and commission distribution boards with 12 Ways as indicated in the drawings including enclosure, main isolator, miniature outgoing circuit breakers, contactors, busbars and with reconnection of existing after testing circuits to the new board mentioned under item 1 in addition to all necessary accessories for installation and power restoration after finishing works. The contractor shall dismantle the existing panel board and/or circuit breaker and hand it to the assigned benificary after installation of the new panelboard |  | 200 | 1.1 | 1 |  | 200 | 200 | 0 | 1.1 | 1 |  | 200 | 200 | 0 | 1.1 | 0 |  | 200 | 0 | 0 | [6 empty] | 1.1 | 1 |  | 200 | 200 | 0 | 1.1 | 1 |  | 200 | 200 | 0 | 1.1 | 1 |  | 200 | 200 | 0 | 1.1 | 1 |  | 200 | 200 | 0 | 1.1 | 1 |  | 200 | 200 | 0 | 1.1 | 1 |  | 200 | 200 | 0 | [6 empty] | 1.1 | 1 |  | 200 | 200 | 0 | 1.1 | 1 |  | 200 | 200 | 0 | [6 empty] | 1.1 | 1 |  | 200 | 200 | 0 | 1.1 | 1 |  | 200 | 200 | 0 | 1.1 | 1 |  | 200 | 200 | 0 | 1.1 | 0 |  | 200 | 0 | 0 | 1.1 | 1 |  | 200 | 200 | 0 | 1.1 | 1 |  | 200 | 200 | 0 | [6 empty] | 1.1 | 1 |  | 200 | 200 | 0 | 1.1 | 0 |  | 200 | 0 | 0 | 1.1 | 1 |  | 200 | 200 | 0 | [12 empty] | 1.1 | 1 |  | 200 | 200 | 0 | 1.1 | 1 |  | 200 | 200 | 0 | 1.1 | 1 |  | 200 | 200 | 0 | [6 empty] | 1.1 | 1 |  | 200 | 200 | 0 | 1.1 | 0 |  | 200 | 0 | 0 | 1.1 | 70 |  | 200 | 14000 | 0 | 1.1 | 1 |  | 200 | 200 | 0 | 1.1 | 0 |  | 200 | 0 | 0 | 1.1 | 0 |  | 200 | 0 | 0 | 1.1 | 1 |  | 200 | 200 | 0 | 1.1 | 0 |  | 200 | 0 | 0 | 1.1 | 0 |  | 200 | 0 | 0 | 1.1 | 0 |  | 200 | 0 | 0 | 1.1 | 1 |  | 200 | 200 | 0 | 1.1 | 0 |  | 200 | 0 | 0 | 1.1 | 0 |  | 200 | 0 | 0 | 1.1 | 1 |  | 200 | 200 | 0 | 1.1 | 1 |  | 200 | 200 | 0 | 1.1 | 1 |  | 200 | 200 | 0 | 1.1 | 0 |  | 200 |  | 0 | 1.1 | 0 |  | 200 | 0 | 0 | 1.1 | 1 |  | 200 | 200 | 0 | 1.1 | 1 |  | 200 | 200 | 0 | 1.1 | 1 | 0 | 200 | 200 | 0 | 1.1 | 1 | 0 | 200 | 200 | 0 | 1.1 | 1 | 0 | 200 | 200 | 0 | 1.1 | 0 |  | 200 | 0 | 0 | 1.1 | 0 |  | 200 | 0 | 0 | 1.1 | 0 |  | 200 | 0 | 0 | 1.1 | 0 |  | 200 | 0 | 0 | 1.1 | 1 |  | 200 | 200 | 0 | 1.1 | 1 |  | 200 | 200 | 0 | 1.1 | 1 |  | 200 | 200 |  | 1.1 | 1 |  | 200 | 200 | 200 | 1.1 | 1 | 0 | 200 | 200 | 200 | 1.1 | 1 |  | 200 | 200 | 200 | 1.1 | 1 | 0 | 200 | 200 | 200 | 1.1 | 0 |  | 200 | 0 | 200 | 1.1 | 1 | 0 | 200 | 200 | 200 | 1.1 | 1 | 0 | 200 | 200 | 200 | 1.1 | 1 | 0 | 200 | 200 | 200 | 1.1 | 1 |  | 200 | 200 | 0 | 1.1 | 1 |  | 200 | 200 | 0 | [6 empty] | 1.1 | 1 |  | 200 | 200 | 0 | [12 empty] | 1.1 | 1 |  | 200 | 200 | 0 | 1.1 | 1 |  | 200 | 200 | 0 | 1.1 | 1 |  | 200 | 200 | 0 | 1.1 | 1 |  | 200 | 200 | 0 | 1.1 | 1 |  | 200 | 200 | 0 | [6 empty] | 1.1 | 1 |  | 200 | 200 | 0 | 1.1 | 1 |  | 200 | 200 | 0 | 1.1 | 1 |  | 200 | 200 | 0 | 1.1 | 1 |  | 200 | 200 | 0 | 1.1 | 1 |  | 200 | 200 | 0 | 1.1 | 1 |  | 200 | 200 | 0 | 1.1 | 1 |  | 200 | 200 | 0 | [6 empty] | 1.1 | 1 |  | 200 | 200 | 0 | 1.1 | 1 |  | 200 | 200 | 0 | 1.1 | 1 |  | 200 | 200 | 0 | 1.1 | 1 |  | 200 | 200 | 0 | 1.1 | 1 | 0 | 200 | 200 | 0 | 1.1 | 1 |  | 200 | 200 | 0 | 1.1 | 1 |  | 200 | 200 | 0 | 1.1 | 1 | 0 | 200 | 200 | 0 | 1.1 | 1 |  | 200 | 200 | 0 | 1.1 | 1 | 0 | 200 | 200 | 0 | 1.1 | 1 | 0 | 200 | 200 | 0 | 1.1 | 1 |  | 200 | 200 | 0 | 1.1 | 1 |  | 200 | 200 | 0 | 1.1 | 1 | 0 | 200 | 200 | 0 | 1.1 | 1 | 0 | 200 | 200 | 0 | 1.1 | 1 |  | 200 | 200 | 0 | 1.1 | 1 |  | 200 | 200 | 0 | 1.1 | 1 |  | 200 | 200 | 0 | 1.1 | 0 |  | 200 | 0 | 0 | 1.1 | 0 |  | 200 | 0 | 0 | 1.1 | 0 |  | 200 | 0 | 0 | 1.1 | 1 |  | 200 | 200 | 0 | 1.1 | 1 |  | 200 | 200 | 0 | 1.1 | 1 |  | 200 | 200 | 0 | 1.1 | 1 |  | 200 | 200 | 0 | [6 empty] | 1.1 | 1 |  | 200 | 200 | 0 | 1.1 | 1 |  | 200 | 200 | 0 | 1.1 | 1 |  | 200 | 200 | 0 | 1.1 | 1 |  | 200 | 200 | 0 | 1.1 | 1 |  | 200 | 200 | 0 | 1.1 | 1 |  | 200 | 200 | 0 | 1.1 | 1 |  | 200 | 200 | 0 | 1.1 | 1 |  | 200 | 200 | 0 | [6 empty] | 1.1 | 1 |  | 200 | 200 | 0 | 1.1 | 1 |  | 200 | 200 | 0 | 1.1 | 1 |  | 200 | 200 | 0 | 1.1 | 1 |  | 200 | 200 | 0 | [6 empty] | 1.1 | 0 |  | 200 | 0 | 0 | 1.1 | 1 | 0 | 200 | 200 | 0 | 1.1 | 1 | 0 | 200 | 200 | 0 | 1.1 | 1 | 0 | 200 | 200 | 0 | 1.1 | 1 | 0 | 200 | 200 | 0 | 1.1 | 1 |  | 200 | 200 | 0 | [6 empty] | 1.1 | 1 |  | 200 | 200 | 0 | 1.1 | 1 |  | 200 | 200 | 0 | 1.1 | 1 |  | 200 | 200 | 0 | 1.1 | 1 |  | 200 | 200 | 0 | 1.1 | 1 |  | 200 | 200 | 0 | 1.1 | 1 |  | 200 | 200 | 0 | 1.1 | 1 |  | 200 | 200 | 0 | 1.1 | 1 |  | 200 | 200 | 0 | 1.1 | 1 |  | 200 | 200 | 0 | 1.1 | 1 |  | 200 | 200 | 0 | 1.1 | 0 |  | 200 | 0 | 0 | 1.1 | 0 |  | 200 | 0 | 0 | 1.1 | 1 |  | 200 | 200 | 0 | 1.1 | 1 |  | 200 | 200 | 0 | 1.1 | 1 |  | 200 | 200 | 0 | 1.1 | 0 |  | 200 | 0 | 0 | 1.1 | 0 |  | 200 | 0 | 0 | 1.1 | 1 | 0 | 200 | 200 | 0 | 1.1 | 0 |  | 200 | 0 | 0
2 | Outdoor Panel (Supply New One) |  |  | 2 | [5 empty] | 2 | [5 empty] | 2 | [5 empty] | 2 |  |  |  | 100 | 0 | 2 | [5 empty] | 2 |  |  |  |  | 0 | 2 | [5 empty] | 2 |  |  |  |  | 0 | 2 |  |  |  |  | 0 | 2 |  |  |  |  | 0 | 2 |  |  |  |  | 0 | 2 |  |  |  |  | 0 | 2 |  |  |  |  | 0 | 2 |  |  |  |  | 0 | 2 |  |  |  |  | 0 | 2 |  |  | 0 |  | 0 | 2 |  |  |  |  | 0 | 2 |  |  |  |  | 0 | 2 |  |  |  |  | 0 | 2 |  |  |  |  | 0 | [6 empty] | 2 |  |  |  |  | 0 | 2 |  |  |  |  | 0 | 2 |  |  |  |  | 0 | 2 |  |  |  |  | 0 | 2 |  |  |  |  | 0 | 2 |  |  |  |  | 0 | 2 |  |  |  |  | 0 | 2 |  |  |  |  | 0 | [6 empty] | 2 |  |  |  |  | 0 | 2 |  |  |  |  | 0 | 2 |  |  |  |  | 0 | 2 |  |  |  |  | 0 | 2 |  |  |  |  | 0 | 2 |  |  |  |  | 0 | 2 |  |  |  |  | 0 | 2 |  |  |  |  | 0 | 2 |  |  |  |  | 0 | 2 |  |  |  |  | 0 | 2 |  |  |  |  | 0 | 2 |  |  |  |  | 0 | 2 |  |  |  |  | 0 | 2 |  |  |  |  | 0 | 2 |  |  |  |  | 0 | 2 |  |  |  | 0 | 0 | 2 |  |  |  |  | 0 | 2 |  |  |  | 0 | 0 | 2 |  |  |  |  | 0 | 2 |  |  |  | 0 | 0 | 2 |  |  |  |  | 0 | 2 |  |  |  |  | 0 | 2 |  |  |  |  | 0 | 2 |  |  |  |  | 0 | 2 |  |  |  |  | 0 | 2 |  |  |  | 0 | 0 | 2 |  |  |  | 0 | 0 | 2 |  |  |  | 0 | 0 | 2 |  |  |  |  | 0 | 2 | [5 empty] | 2 |  |  |  |  | -100 | 2 |  |  |  |  | -100 | 2 |  |  |  |  | -100 | 2 |  |  |  |  | -100 | 2 |  |  |  |  | -100 | 2 |  |  |  |  | -100 | 2 |  |  |  |  | -100 | 2 |  |  |  |  | -100 | 2 |  |  |  |  | 0 | 2 |  |  |  |  | 0 | 2 |  |  |  |  | 0 | 2 |  |  |  |  | 0 | [6 empty] | 2 |  |  |  |  | 0 | 2 |  |  |  |  | 0 | 2 |  |  |  |  | 0 | 2 |  |  |  |  | 0 | 2 |  |  |  |  | 0 | 2 |  |  |  |  | 0 | 2 |  |  |  |  | 0 | 2 |  |  |  |  | 0 | 2 |  |  |  |  | 0 | 2 |  |  |  |  | 0 | 2 |  |  |  |  | 0 | 2 |  |  |  |  | 0 | 2 |  |  |  |  | 0 | 2 |  |  |  |  | 0 | [6 empty] | 2 |  |  |  |  | 0 | 2 |  |  |  |  | 0 | 2 |  |  | 0 |  | 0 | 2 |  |  |  |  | 0 | 2 |  |  |  |  | 0 | 2 |  |  |  |  | 0 | 2 |  |  |  |  | 0 | 2 |  |  |  |  | 0 | 2 |  |  |  |  | 0 | 2 |  |  |  |  | 0 | 2 |  |  |  |  | 0 | 2 |  |  |  |  | 0 | 2 |  |  |  |  | 0 | 2 |  |  |  |  | 0 | 2 |  |  |  |  | 0 | 2 |  |  |  |  | 0 | 2 |  |  |  |  | 0 | 2 |  |  |  |  | 0 | 2 |  |  |  |  | 0 | 2 |  |  |  |  | 0 | 2 |  |  |  |  | 0 | 2 |  |  |  |  | 0 | 2 |  |  |  |  | 0 | 2 |  |  |  |  | 0 | 2 |  |  |  |  | 0 | [6 empty] | 2 |  |  |  |  | 0 | 2 |  |  |  |  | 0 | 2 |  |  |  |  | 0 | 2 |  |  |  |  | 0 | 2 |  |  |  |  | 0 | 2 |  |  |  |  | 0 | 2 |  |  |  |  | 0 | 2 |  |  |  |  | 0 | [6 empty] | 2 |  |  |  |  | 0 | 2 |  |  |  |  | 0 | 2 |  |  |  |  | 0 | 2 |  |  |  |  | 0 | 2 |  |  |  |  | 0 | 2 |  |  |  |  | 0 | 2 |  |  |  |  | 0 | 2 |  |  |  |  | 0 | 2 |  |  |  |  | 0 | 2 |  |  |  |  | 0 | 2 |  |  |  | 0 | 0 | 2 |  |  |  |  | 0 | 2 |  |  |  |  | 0 | 2 |  |  |  |  | 0 | 2 |  |  |  | 0 | 0 | 2 |  |  |  |  | 0 | 2 |  |  |  |  | 0 | 2 |  |  |  |  | 0 | 2 |  |  |  |  | 0 | 2 |  |  |  |  | 0 | 2 |  |  |  |  | 0 | 2 |  |  |  |  | 0 | 2 |  |  |  |  | 0 | 2 |  |  |  |  | 0 | 2 |  |  |  |  | 0 | 2 |  |  |  | 0 | 0 | 2 |  |  |  |  | 0 | 2 |  |  |  | 0 | 0 | 2 |  |  |  |  | 0 | 2 |  |  |  |  | 0 | 2 |  |  |  |  | 0
2.1 | Contractor shall supply, install, connect and commission new outdoor metal enclosure with circuit breaker (40) A |  | 100 | 2.1 | 1 |  | 100 | 100 | 0 | 2.1 | 1 |  | 100 | 100 | 0 | 2.1 | 1 |  | 100 | 100 | 0 | 2.1 | 1 |  | 100 |  |  | 2.1 | 1 |  | 100 | 100 | 0 | 2.1 | 1 |  | 100 | 100 | 0 | 2.1 | 1 |  | 100 | 100 | 0 | 2.1 | 1 |  | 100 | 100 | 0 | 2.1 | 1 |  | 100 | 100 | 0 | 2.1 | 1 |  | 100 | 100 | 0 | [6 empty] | 2.1 | 1 |  | 100 | 100 | 0 | 2.1 | 1 |  | 100 | 100 | 0 | 2.1 | 1 |  | 100 | 100 | 0 | 2.1 | 1 |  | 100 | 100 | 0 | 2.1 | 1 |  | 100 | 100 | 0 | 2.1 | 1 |  | 100 | 100 | 0 | 2.1 | 1 |  | 100 | 100 | 0 | 2.1 | 1 |  | 100 | 100 | 0 | 2.1 | 1 |  | 100 | 100 | 0 | [6 empty] | 2.1 | 1 |  | 100 | 100 | 0 | 2.1 | 1 |  | 100 | 100 | 0 | 2.1 | 1 |  | 100 | 100 | 0 | 2.1 | 1 |  | 100 | 100 | 0 | 2.1 | 1 |  | 100 | 100 | 0 | 2.1 | 1 |  | 100 | 100 | 0 | 2.1 | 1 |  | 100 | 100 | 0 | 2.1 | 1 |  | 100 | 100 | 0 | 2.1 | 1 |  | 100 | 100 | 0 | 2.1 | 1 |  | 100 | 100 | 0 | 2.1 | 0 |  | 100 | 0 | 0 | 2.1 | 10 |  | 100 | 1000 | 0 | 2.1 | 1 |  | 100 | 100 | 0 | 2.1 | 1 |  | 100 | 100 | 0 | 2.1 | 1 |  | 100 | 100 | 0 | 2.1 | 1 |  | 100 | 100 | 0 | 2.1 | 1 |  | 100 | 100 | 0 | 2.1 | 1 |  | 100 | 100 | 0 | 2.1 | 1 |  | 100 | 100 | 0 | 2.1 | 1 |  | 100 | 100 | 0 | 2.1 | 1 |  | 100 | 100 | 0 | 2.1 | 1 |  | 100 | 100 | 0 | 2.1 | 1 |  | 100 | 100 | 0 | 2.1 | 1 |  | 100 | 100 | 0 | 2.1 | 1 |  | 100 | 100 | 0 | 2.1 | 1 |  | 100 | 100 | 0 | 2.1 | 1 |  | 100 | 100 | 0 | 2.1 | 1 |  | 100 | 100 | 0 | 2.1 | 1 |  | 100 | 100 | 0 | 2.1 | 1 | 0 | 100 | 100 | 0 | 2.1 | 1 | 0 | 100 | 100 | 0 | 2.1 | 1 | 0 | 100 | 100 | 0 | 2.1 | 1 |  | 100 | 100 | 0 | 2.1 | 1 |  | 100 | 100 | 0 | 2.1 | 1 |  | 100 | 100 | 0 | 2.1 | 1 |  | 100 | 100 | 0 | 2.1 | 1 |  | 100 | 100 | 0 | 2.1 | 1 |  | 100 | 100 | 0 | 2.1 | 1 |  | 100 | 100 |  | 2.1 | 1 |  | 100 | 100 | 100 | 2.1 | 1 | 0 | 100 | 100 | 100 | 2.1 | 1 |  | 100 | 100 | 100 | 2.1 | 1 | 0 | 100 | 100 | 100 | 2.1 | 1 |  | 100 | 100 | 100 | 2.1 | 1 | 0 | 100 | 100 | 100 | 2.1 | 1 | 0 | 100 | 100 | 100 | 2.1 | 1 | 0 | 100 | 100 | 100 | 2.1 | 1 |  | 100 | 100 | 0 | 2.1 | 1 |  | 100 | 100 | 0 | 2.1 | 1 |  | 100 | 100 | 0 | 2.1 | 1 |  | 100 | 100 | 0 | [6 empty] | 2.1 | 1 |  | 100 | 100 | 0 | 2.1 | 1 |  | 100 | 100 | 0 | 2.1 | 1 |  | 100 | 100 | 0 | 2.1 | 1 |  | 100 | 100 | 0 | 2.1 | 1 |  | 100 | 100 | 0 | 2.1 | 1 |  | 100 | 100 | 0 | 2.1 | 1 |  | 100 | 100 | 0 | 2.1 | 1 |  | 100 | 100 | 0 | 2.1 | 1 |  | 100 | 100 | 0 | 2.1 | 1 |  | 100 | 100 | 0 | 2.1 | 1 |  | 100 | 100 | 0 | 2.1 | 1 |  | 100 | 100 | 0 | 2.1 | 1 |  | 100 | 100 | 0 | 2.1 | 1 |  | 100 | 100 | 0 | [6 empty] | 2.1 | 1 |  | 100 | 100 | 0 | 2.1 | 1 |  | 100 | 100 | 0 | 2.1 | 1 |  | 100 | 100 | 0 | 2.1 | 1 |  | 100 | 100 | 0 | 2.1 | 1 | 0 | 100 | 100 | 0 | 2.1 | 1 |  | 100 | 100 | 0 | 2.1 | 1 |  | 100 | 100 | 0 | 2.1 | 1 | 0 | 100 | 100 | 0 | 2.1 | 1 |  | 100 | 100 | 0 | 2.1 | 1 | 0 | 100 | 100 | 0 | 2.1 | 1 | 0 | 100 | 100 | 0 | 2.1 | 1 |  | 100 | 100 | 0 | 2.1 | 1 |  | 100 | 100 | 0 | 2.1 | 1 | 0 | 100 | 100 | 0 | 2.1 | 1 | 0 | 100 | 100 | 0 | 2.1 | 1 |  | 100 | 100 | 0 | 2.1 | 1 |  | 100 | 100 | 0 | 2.1 | 1 |  | 100 | 100 | 0 | 2.1 | 0 |  | 100 | 0 | 0 | 2.1 | 0 |  | 100 | 0 | 0 | 2.1 | 1 |  | 100 | 100 | 0 | 2.1 | 1 |  | 100 | 100 | 0 | 2.1 | 1 |  | 100 | 100 | 0 | 2.1 | 1 |  | 100 | 100 | 0 | 2.1 | 1 |  | 100 | 100 | 0 | [6 empty] | 2.1 | 1 |  | 100 | 100 | 0 | 2.1 | 1 |  | 100 | 100 | 0 | 2.1 | 1 |  | 100 | 100 | 0 | 2.1 | 1 |  | 100 | 100 | 0 | 2.1 | 1 |  | 100 | 100 | 0 | 2.1 | 1 |  | 100 | 100 | 0 | 2.1 | 1 |  | 100 | 100 | 0 | 2.1 | 1 |  | 100 | 100 | 0 | [6 empty] | 2.1 | 1 |  | 100 | 100 | 0 | 2.1 | 1 |  | 100 | 100 | 0 | 2.1 | 1 |  | 100 | 100 | 0 | 2.1 | 1 |  | 100 | 100 | 0 | 2.1 | 1 |  | 100 | 100 | 0 | 2.1 | 1 |  | 100 | 100 | 0 | 2.1 | 1 | 0 | 100 | 100 | 0 | 2.1 | 1 | 0 | 100 | 100 | 0 | 2.1 | 1 | 0 | 100 | 100 | 0 | 2.1 | 1 | 0 | 100 | 100 | 0 | 2.1 | 1 |  | 100 | 100 | 0 | 2.1 | 1 |  | 100 | 100 | 0 | 2.1 | 1 |  | 100 | 100 | 0 | 2.1 | 1 |  | 100 | 100 | 0 | 2.1 | 1 |  | 100 | 100 | 0 | 2.1 | 1 |  | 100 | 100 | 0 | 2.1 | 1 |  | 100 | 100 | 0 | 2.1 | 1 |  | 100 | 100 | 0 | 2.1 | 1 |  | 100 | 100 | 0 | 2.1 | 1 |  | 100 | 100 | 0 | 2.1 | 1 |  | 100 | 100 | 0 | 2.1 | 1 |  | 100 | 100 | 0 | 2.1 | 1 |  | 100 | 100 | 0 | 2.1 | 1 |  | 100 | 100 | 0 | 2.1 | 1 |  | 100 | 100 | 0 | 2.1 | 1 |  | 100 | 100 | 0 | 2.1 | 1 |  | 100 | 100 | 0 | 2.1 | 1 |  | 100 | 100 | 0 | 2.1 | 1 |  | 100 | 100 | 0 | 2.1 | 1 | 0 | 100 | 100 | 0 | 2.1 | 0 |  | 100 | 0 | 0
3 | Earthing Systems |  |  | 3 | [5 empty] | 3 | [5 empty] | 3 | [5 empty] | 3 |  |  |  | 70 | 0 | 3 | [5 empty] | 3 |  |  |  |  | 0 | 3 | [5 empty] | 3 |  |  |  |  | 0 | 3 |  |  |  |  | 0 | 3 |  |  |  |  | 0 | 3 |  |  |  |  | 0 | 3 |  |  |  |  | 0 | 3 |  |  |  |  | 0 | 3 |  |  |  |  | 0 | 3 |  |  |  |  | 0 | 3 |  |  | 0 |  | 0 | 3 |  |  |  |  | 0 | 3 |  |  |  |  | 0 | 3 |  |  |  |  | 0 | 3 |  |  |  |  | 0 | 3 |  |  |  |  | 0 | 3 |  |  |  |  | 0 | 3 |  |  |  |  | 0 | 3 |  |  |  |  | 0 | 3 |  |  |  |  | 0 | 3 |  |  |  |  | 0 | 3 |  |  |  |  | 0 | 3 |  |  |  |  | 0 | 3 |  |  |  |  | 0 | 3 |  |  |  |  | 0 | 3 |  |  |  |  | 0 | 3 |  |  |  |  | 0 | 3 |  |  |  |  | 0 | 3 |  |  |  |  | 0 | 3 |  |  |  |  | 0 | 3 |  |  |  |  | 0 | 3 |  |  |  |  | 0 | 3 |  |  |  |  | 0 | 3 |  |  |  |  | 0 | 3 |  |  |  |  | 0 | 3 |  |  |  |  | 0 | 3 |  |  | 0 |  | 0 | 3 |  |  |  |  | 0 | 3 |  |  |  |  | 0 | 3 |  |  |  |  | 0 | 3 |  |  |  | 0 | 0 | 3 |  |  |  |  | 0 | 3 |  |  |  | 0 | 0 | 3 |  |  |  |  | 0 | 3 |  |  |  | 0 | 0 | 3 |  |  |  |  | 0 | 3 |  |  |  |  | 0 | 3 |  |  |  |  | 0 | 3 |  |  |  |  | 0 | 3 |  |  |  |  | 0 | 3 |  |  |  | 0 | 0 | 3 |  |  |  | 0 | 0 | 3 |  |  |  | 0 | 0 | 3 |  |  |  |  | 0 | 3 | [5 empty] | 3 |  |  |  |  | -70 | 3 |  |  |  |  | -70 | 3 |  |  |  |  | -70 | 3 |  |  |  |  | -70 | 3 |  |  |  |  | -70 | 3 |  |  |  |  | -70 | 3 |  |  |  |  | -70 | 3 |  |  |  |  | -70 | 3 |  |  |  |  | 0 | 3 |  |  |  |  | 0 | 3 |  |  |  |  | 0 | 3 |  |  |  |  | 0 | 3 |  |  |  |  | 0 | 3 |  |  |  |  | 0 | 3 |  |  |  |  | 0 | 3 |  |  |  |  | 0 | 3 |  |  |  |  | 0 | 3 |  |  |  |  | 0 | 3 |  |  |  |  | 0 | 3 |  |  |  |  | 0 | 3 |  |  |  |  | 0 | 3 |  |  |  |  | 0 | 3 |  |  |  |  | 0 | 3 |  |  |  |  | 0 | 3 |  |  |  |  | 0 | 3 |  |  |  |  | 0 | 3 |  |  |  |  | 0 | 3 |  |  |  |  | 0 | 3 |  |  |  |  | 0 | 3 |  |  |  |  | 0 | 3 |  |  | 0 |  | 0 | 3 |  |  |  |  | 0 | 3 |  |  |  |  | 0 | [6 empty] | 3 |  |  |  |  | 0 | 3 |  |  |  |  | 0 | 3 |  |  |  |  | 0 | 3 |  |  |  |  | 0 | 3 |  |  |  |  | 0 | 3 |  |  |  |  | 0 | 3 |  |  |  |  | 0 | 3 |  |  |  |  | 0 | 3 |  |  |  |  | 0 | 3 |  |  |  |  | 0 | 3 |  |  |  |  | 0 | 3 |  |  |  |  | 0 | 3 |  |  |  |  | 0 | 3 |  |  |  |  | 0 | 3 |  |  |  |  | 0 | 3 |  |  |  |  | 0 | 3 |  |  |  |  | 0 | 3 |  |  |  |  | 0 | 3 |  |  |  |  | 0 | [6 empty] | 3 |  |  |  |  | 0 | 3 |  |  |  |  | 0 | 3 |  |  |  |  | 0 | 3 |  |  |  |  | 0 | 3 |  |  |  |  | 0 | 3 |  |  |  |  | 0 | 3 |  |  |  |  | 0 | 3 |  |  |  |  | 0 | [6 empty] | 3 |  |  |  |  | 0 | 3 |  |  |  |  | 0 | 3 |  |  |  |  | 0 | 3 |  |  |  |  | 0 | 3 |  |  |  |  | 0 | 3 |  |  |  |  | 0 | 3 |  |  |  |  | 0 | 3 |  |  |  |  | 0 | 3 |  |  |  |  | 0 | 3 |  |  |  |  | 0 | 3 |  |  |  | 0 | 0 | 3 |  |  |  |  | 0 | 3 |  |  |  |  | 0 | 3 |  |  |  |  | 0 | 3 |  |  |  | 0 | 0 | 3 |  |  |  |  | 0 | 3 |  |  |  |  | 0 | 3 |  |  |  |  | 0 | 3 |  |  |  |  | 0 | 3 |  |  |  |  | 0 | 3 |  |  |  |  | 0 | 3 |  |  |  |  | 0 | 3 |  |  |  |  | 0 | 3 |  |  |  |  | 0 | 3 |  |  |  |  | 0 | 3 |  |  |  | 0 | 0 | 3 |  |  |  |  | 0 | 3 |  |  |  | 0 | 0 | 3 |  |  |  |  | 0 | 3 |  |  |  |  | 0 | 3 |  |  |  |  | 0
3.1 | Contractor shall supply, test, connect earthing system for the main incoming circuit breaker/enclosure to an earth pits where the price shall include all required materials, cables, earth pits, soils, earth bars, cable 1Cx6mm2, etc.. in order to meet the desired and accepted grounding resistance that shall not exceed 5 ohm, complete work shall be done as per drawings, specifications and engineer's instruction. |  | 70 | 3.1 | 1 |  | 70 | 70 | 0 | 3.1 | 1 |  | 70 | 70 | 0 | 3.1 | 1 |  | 70 | 70 | 0 | 3.1 | 1 |  | 70 |  |  | 3.1 | 1 |  | 70 | 70 | 0 | 3.1 | 1 |  | 70 | 70 | 0 | 3.1 | 1 |  | 70 | 70 | 0 | 3.1 | 1 |  | 70 | 70 | 0 | 3.1 | 1 |  | 70 | 70 | 0 | 3.1 | 1 |  | 70 | 70 | 0 | 3.1 | 1 |  | 70 | 70 | 0 | 3.1 | 1 |  | 70 | 70 | 0 | 3.1 | 1 |  | 70 | 70 | 0 | 3.1 | 1 |  | 70 | 70 | 0 | 3.1 | 1 |  | 70 | 70 | 0 | 3.1 | 1 |  | 70 | 70 | 0 | 3.1 | 1 |  | 70 | 70 | 0 | 3.1 | 1 |  | 70 | 70 | 0 | 3.1 | 1 |  | 70 | 70 | 0 | 3.1 | 1 |  | 70 | 70 | 0 | 3.1 | 1 |  | 70 | 70 | 0 | 3.1 | 1 |  | 70 | 70 | 0 | 3.1 | 1 |  | 70 | 70 | 0 | 3.1 | 1 |  | 70 | 70 | 0 | 3.1 | 1 |  | 70 | 70 | 0 | 3.1 | 1 |  | 70 | 70 | 0 | 3.1 | 1 |  | 70 | 70 | 0 | 3.1 | 1 |  | 70 | 70 | 0 | 3.1 | 1 |  | 70 | 70 | 0 | 3.1 | 1 |  | 70 | 70 | 0 | 3.1 | 1 |  | 70 | 70 | 0 | 3.1 | 1 |  | 70 | 70 | 0 | 3.1 | 0 |  | 70 | 0 | 0 | 3.1 | 1 |  | 70 | 70 | 0 | 3.1 | 1 |  | 70 | 70 | 0 | 3.1 | 1 |  | 70 | 70 | 0 | 3.1 | 1 |  | 70 | 70 | 0 | 3.1 | 1 |  | 70 | 70 | 0 | 3.1 | 1 |  | 70 | 70 | 0 | 3.1 | 1 |  | 70 | 70 | 0 | 3.1 | 1 |  | 70 | 70 | 0 | 3.1 | 1 |  | 70 | 70 | 0 | 3.1 | 1 |  | 70 | 70 | 0 | 3.1 | 1 |  | 70 | 70 | 0 | 3.1 | 1 |  | 70 | 70 | 0 | 3.1 | 1 |  | 70 | 70 | 0 | 3.1 | 1 |  | 70 | 70 | 0 | 3.1 | 1 |  | 70 | 70 | 0 | 3.1 | 1 |  | 70 | 70 | 0 | 3.1 | 1 |  | 70 | 70 | 0 | 3.1 | 1 | 0 | 70 | 70 | 0 | 3.1 | 1 | 0 | 70 | 70 | 0 | 3.1 | 1 | 0 | 70 | 70 | 0 | 3.1 | 1 |  | 70 | 70 | 0 | 3.1 | 1 |  | 70 | 70 | 0 | 3.1 | 1 |  | 70 | 70 | 0 | 3.1 | 1 |  | 70 | 70 | 0 | 3.1 | 1 |  | 70 | 70 | 0 | 3.1 | 1 |  | 70 | 70 | 0 | 3.1 | 1 |  | 70 | 70 |  | 3.1 | 1 |  | 70 | 70 | 70 | 3.1 | 1 | 0 | 70 | 70 | 70 | 3.1 | 1 |  | 70 | 70 | 70 | 3.1 | 1 | 0 | 70 | 70 | 70 | 3.1 | 1 |  | 70 | 70 | 70 | 3.1 | 1 | 0 | 70 | 70 | 70 | 3.1 | 1 | 0 | 70 | 70 | 70 | 3.1 | 1 | 0 | 70 | 70 | 70 | 3.1 | 1 |  | 70 | 70 | 0 | 3.1 | 1 |  | 70 | 70 | 0 | 3.1 | 1 |  | 70 | 70 | 0 | 3.1 | 1 |  | 70 | 70 | 0 | 3.1 | 1 |  | 70 | 70 | 0 | 3.1 | 1 |  | 70 | 70 | 0 | 3.1 | 1 |  | 70 | 70 | 0 | 3.1 | 1 |  | 70 | 70 | 0 | 3.1 | 1 |  | 70 | 70 | 0 | 3.1 | 1 |  | 70 | 70 | 0 | 3.1 | 1 |  | 70 | 70 | 0 | 3.1 | 1 |  | 70 | 70 | 0 | 3.1 | 1 |  | 70 | 70 | 0 | 3.1 | 1 |  | 70 | 70 | 0 | 3.1 | 1 |  | 70 | 70 | 0 | 3.1 | 1 |  | 70 | 70 | 0 | 3.1 | 1 |  | 70 | 70 | 0 | 3.1 | 1 |  | 70 | 70 | 0 | 3.1 | 1 |  | 70 | 70 | 0 | 3.1 | 1 |  | 70 | 70 | 0 | 3.1 | 1 |  | 70 | 70 | 0 | 3.1 | 1 |  | 70 | 70 | 0 | 3.1 | 1 |  | 70 | 70 | 0 | 3.1 | 1 |  | 70 | 70 | 0 | 3.1 | 1 | 0 | 70 | 70 | 0 | [6 empty] | 3.1 | 1 |  | 70 | 70 | 0 | 3.1 | 1 | 0 | 70 | 70 | 0 | 3.1 | 1 |  | 70 | 70 | 0 | 3.1 | 1 | 0 | 70 | 70 | 0 | 3.1 | 1 | 0 | 70 | 70 | 0 | 3.1 | 1 |  | 70 | 70 | 0 | 3.1 | 1 |  | 70 | 70 | 0 | 3.1 | 1 | 0 | 70 | 70 | 0 | 3.1 | 1 | 0 | 70 | 70 | 0 | 3.1 | 1 |  | 70 | 70 | 0 | 3.1 | 1 |  | 70 | 70 | 0 | 3.1 | 1 |  | 70 | 70 | 0 | 3.1 | 1 |  | 70 | 70 | 0 | 3.1 | 1 |  | 70 | 70 | 0 | 3.1 | 1 |  | 70 | 70 | 0 | 3.1 | 1 |  | 70 | 70 | 0 | 3.1 | 1 |  | 70 | 70 | 0 | 3.1 | 1 |  | 70 | 70 | 0 | 3.1 | 1 |  | 70 | 70 | 0 | [6 empty] | 3.1 | 1 |  | 70 | 70 | 0 | 3.1 | 1 |  | 70 | 70 | 0 | 3.1 | 1 |  | 70 | 70 | 0 | 3.1 | 1 |  | 70 | 70 | 0 | 3.1 | 1 |  | 70 | 70 | 0 | 3.1 | 1 |  | 70 | 70 | 0 | 3.1 | 1 |  | 70 | 70 | 0 | 3.1 | 1 |  | 70 | 70 | 0 | [6 empty] | 3.1 | 1 |  | 70 | 70 | 0 | 3.1 | 1 |  | 70 | 70 | 0 | 3.1 | 1 |  | 70 | 70 | 0 | 3.1 | 1 |  | 70 | 70 | 0 | 3.1 | 1 |  | 70 | 70 | 0 | 3.1 | 1 |  | 70 | 70 | 0 | 3.1 | 1 | 0 | 70 | 70 | 0 | 3.1 | 1 | 0 | 70 | 70 | 0 | 3.1 | 1 | 0 | 70 | 70 | 0 | 3.1 | 1 | 0 | 70 | 70 | 0 | 3.1 | 1 |  | 70 | 70 | 0 | 3.1 | 1 |  | 70 | 70 | 0 | 3.1 | 1 |  | 70 | 70 | 0 | 3.1 | 1 |  | 70 | 70 | 0 | 3.1 | 1 |  | 70 | 70 | 0 | 3.1 | 1 |  | 70 | 70 | 0 | 3.1 | 1 |  | 70 | 70 | 0 | 3.1 | 1 |  | 70 | 70 | 0 | 3.1 | 1 |  | 70 | 70 | 0 | 3.1 | 1 |  | 70 | 70 | 0 | 3.1 | 1 |  | 70 | 70 | 0 | 3.1 | 1 |  | 70 | 70 | 0 | 3.1 | 1 |  | 70 | 70 | 0 | 3.1 | 1 |  | 70 | 70 | 0 | 3.1 | 1 |  | 70 | 70 | 0 | 3.1 | 1 |  | 70 | 70 | 0 | 3.1 | 1 |  | 70 | 70 | 0 | 3.1 | 1 |  | 70 | 70 | 0 | 3.1 | 1 |  | 70 | 70 | 0 | 3.1 | 1 | 0 | 70 | 70 | 0 | 3.1 | 1 |  | 70 | 70 | 0
4 | LV Connection between Outdoor and indoor panels |  |  | 4 | [5 empty] | 4 | [5 empty] | 4 | [11 empty] | 4 | [5 empty] | 4 |  |  |  |  | 0 | 4 | [5 empty] | 4 |  |  |  |  | 0 | 4 |  |  |  |  | 0 | 4 |  |  | 0 |  | 0 | 4 |  |  |  |  | 0 | 4 |  |  |  |  | 0 | 4 |  |  |  |  | 0 | 4 |  |  |  |  | 0 | 4 |  |  |  |  | 0 | 4 |  |  | 0 |  | 0 | 4 |  |  |  |  | 0 | 4 |  |  |  |  | 0 | 4 |  |  |  |  | 0 | 4 |  |  |  |  | 0 | [6 empty] | 4 |  |  |  |  | 0 | 4 |  |  |  |  | 0 | 4 |  |  |  |  | 0 | 4 |  |  |  |  | 0 | 4 |  |  |  |  | 0 | 4 |  |  |  |  | 0 | 4 |  |  |  |  | 0 | 4 |  |  |  |  | 0 | 4 |  |  |  |  | 0 | 4 |  |  |  |  | 0 | 4 |  |  |  |  | 0 | 4 |  |  |  |  | 0 | 4 |  |  |  |  | 0 | 4 |  |  |  |  | 0 | 4 |  |  |  |  | 0 | 4 |  |  |  |  | 0 | 4 |  |  |  |  | 0 | 4 |  |  |  |  | 0 | 4 |  |  |  |  | 0 | 4 |  |  |  |  | 0 | 4 |  |  |  |  | 0 | 4 |  |  |  |  | 0 | 4 |  |  |  |  | 0 | 4 |  |  |  |  | 0 | 4 |  |  |  | 0 | 0 | 4 |  |  |  |  | 0 | 4 |  |  |  | 0 | 0 | 4 |  |  |  |  | 0 | 4 |  |  |  | 0 | 0 | 4 |  |  |  |  | 0 | 4 |  |  |  |  | 0 | 4 |  |  |  |  | 0 | 4 |  |  |  |  | 0 | 4 |  |  |  |  | 0 | 4 |  |  |  | 0 | 0 | 4 |  |  |  | 0 | 0 | 4 |  |  |  | 0 | 0 | 4 |  |  |  |  | 0 | 4 | [5 empty] | 4 |  |  |  |  | -10 | 4 |  |  |  |  | -10 | 4 |  |  |  |  | -10 | 4 |  |  |  |  | -10 | 4 |  |  |  |  | -10 | 4 |  |  |  |  | -10 | 4 |  |  |  |  | -10 | 4 |  |  |  |  | -10 | 4 |  |  |  |  | 0 | 4 |  |  |  |  | 0 | 4 |  |  |  |  | 0 | 4 |  |  |  |  | 0 | 6 |  |  |  |  | 0 | 4 |  |  |  |  | 0 | 4 |  |  |  |  | 0 | 4 |  |  |  |  | 0 | 4 |  |  |  |  | 0 | 4 |  |  |  |  | 0 | 4 |  |  |  |  | 0 | 4 |  |  |  |  | 0 | 4 |  |  |  |  | 0 | 4 |  |  |  |  | 0 | 4 |  |  |  |  | 0 | 4 |  |  |  |  | 0 | 4 |  |  |  |  | 0 | 4 |  |  |  |  | 0 | 4 |  |  |  |  | 0 | 4 |  |  |  |  | 0 | 4 |  |  |  |  | 0 | 4 |  |  |  |  | 0 | 4 |  |  | 0 |  | 0 | 4 |  |  |  |  | 0 | 4 |  |  |  |  | 0 | [6 empty] | 4 |  |  |  |  | 0 | 4 |  |  |  |  | 0 | 4 |  |  |  |  | 0 | 4 |  |  |  |  | 0 | 4 |  |  |  |  | 0 | 4 |  |  |  |  | 0 | 4 |  |  |  |  | 0 | 4 |  |  |  |  | 0 | 4 |  |  |  |  | 0 | 4 |  |  |  |  | 0 | 4 |  |  |  |  | 0 | 4 |  |  |  |  | 0 | 4 |  |  |  |  | 0 | 4 |  |  |  |  | 0 | 4 |  |  |  |  | 0 | 4 |  |  |  |  | 0 | 4 |  |  |  |  | 0 | 4 |  |  |  |  | 0 | 4 |  |  |  |  | 0 | [6 empty] | 4 |  |  |  |  | 0 | 4 |  |  |  |  | 0 | 4 |  |  |  |  | 0 | 4 |  |  |  |  | 0 | 4 |  |  |  |  | 0 | 4 |  |  |  |  | 0 | 4 |  |  |  |  | 0 | 4 |  |  |  |  | 0 | [6 empty] | 4 |  |  |  |  | 0 | 4 |  |  |  |  | 0 | 4 |  |  |  |  | 0 | 4 |  |  |  |  | 0 | 4 |  |  |  |  | 0 | 4 |  |  |  |  | 0 | 4 |  |  |  |  | 0 | 4 |  |  |  |  | 0 | 4 |  |  |  |  | 0 | 4 |  |  |  |  | 0 | 4 |  |  |  | 0 | 0 | 4 |  |  |  |  | 0 | 4 |  |  |  |  | 0 | 4 |  |  |  |  | 0 | 4 |  |  |  | 0 | 0 | 4 |  |  |  |  | 0 | 4 |  |  |  |  | 0 | 4 |  |  |  |  | 0 | 4 |  |  |  |  | 0 | 4 |  |  |  |  | 0 | 4 |  |  |  |  | 0 | 4 |  |  |  |  | 0 | 4 |  |  |  |  | 0 | 4 |  |  |  |  | 0 | 4 |  |  |  |  | 0 | 4 |  |  |  | 0 | 0 | 4 |  |  |  |  | 0 | 4 |  |  |  | 0 | 0 | 4 |  |  |  |  | 0 | 4 |  |  |  |  | 0 | 4 |  |  |  |  | 0
4.1 | Contractor shall supply, install, test and commission 2x6mm2 CU/PVC (450v/750v) power cables between indoor panel and outdoor panel, The work shall include cable and pulling work in existing raceways. |  | 10 | 4.1 | 14 |  | 10 | 140 | 0 | 4.1 | 16 |  | 10 | 160 | 0 | 4.1 | 12 |  | 10 | 120 | 0 | 4.1 | 12 |  | 10 |  | 0 | 4.1 | 15 |  | 10 | 150 | 0 | 4.1 | 10 |  | 10 | 100 | 0 | 4.1 | 12 |  | 10 | 120 | 0 | 4.1 | 10 |  | 10 | 100 | 0 | 4.1 | 8 |  | 10 | 80 | 0 | 4.1 | 5 |  | 10 | 50 | 0 | [6 empty] | 4.1 | 8 |  | 10 | 80 | 0 | 4.1 | 8 |  | 10 | 80 | 0 | 4.1 | 20 |  | 10 | 200 | 0 | 4.1 | 10 |  | 10 | 100 | 0 | 4.1 | 20 |  | 10 | 200 | 0 | 4.1 | 5 |  | 10 | 50 | 0 | 4.1 | 18 |  | 10 | 180 | 0 | 4.1 | 8 |  | 10 | 80 | 0 | 4.1 | 14 |  | 10 | 140 | 0 | [6 empty] | 4.1 | 10 |  | 10 | 100 | 0 | 4.1 | 18 |  | 10 | 180 | 0 | 4.1 | 2 |  | 10 | 20 | 0 | 4.1 | 10 |  | 10 | 100 | 0 | 4.1 | 2 |  | 10 | 20 | 0 | 4.1 | 2 |  | 10 | 20 | 0 | 4.1 | 5 |  | 10 | 50 | 0 | 4.1 | 2 |  | 10 | 20 | 0 | 4.1 | 20 |  | 10 | 200 | 0 | 4.1 | 20 |  | 10 | 200 | 0 | 4.1 | 0 |  | 10 | 0 | 0 | 4.1 | 20 |  | 10 | 200 | 0 | 4.1 | 10 |  | 10 | 100 | 0 | 4.1 | 15 |  | 10 | 150 | 0 | 4.1 | 15 |  | 10 | 150 | 0 | 4.1 | 8 |  | 10 | 80 | 0 | 4.1 | 18 |  | 10 | 180 | 0 | 4.1 | 15 |  | 10 | 150 | 0 | 4.1 | 8 |  | 10 | 80 | 0 | 4.1 | 10 |  | 10 | 100 | 0 | 4.1 | 15 |  | 10 | 150 | 0 | 4.1 | 6 |  | 10 | 60 | 0 | 4.1 | 12 |  | 10 | 120 | 0 | 4.1 | 18 |  | 10 | 180 | 0 | 4.1 | 15 |  | 10 | 150 | 0 | 4.1 | 10 |  | 10 | 100 | 0 | 4.1 | 6 |  | 10 | 60 | 0 | 4.1 | 8 |  | 10 | 80 | 0 | 4.1 | 15 |  | 10 | 150 | 0 | 4.1 | 6 | 0 | 10 | 60 | 0 | 4.1 | 5 | 0 | 10 | 50 | 0 | 4.1 | 6 | 0 | 10 | 60 | 0 | 4.1 | 15 |  | 10 | 150 | 0 | 4.1 | 16 |  | 10 | 160 | 0 | 4.1 | 20 |  | 10 | 200 | 0 | 4.1 | 18 |  | 10 | 180 | 0 | 4.1 | 6 |  | 10 | 60 | 0 | 4.1 | 1 |  | 10 | 10 | 0 | 4.1 | 1 |  | 10 | 10 |  | 4.1 | 1 |  | 10 | 10 | 10 | 4.1 | 4 | 0 | 10 | 40 | 10 | 4.1 | 10 |  | 10 | 100 | 10 | 4.1 | 6 | 0 | 10 | 60 | 10 | 4.1 | 8 |  | 10 | 80 | 10 | 4.1 | 4 | 0 | 10 | 40 | 10 | 4.1 | 5 | 0 | 10 | 50 | 10 | 4.1 | 6 | 0 | 10 | 60 | 10 | 4.1 | 10 |  | 10 | 100 | 0 | 4.1 | 10 |  | 10 | 100 | 0 | 4.1 | 6 |  | 10 | 60 | 0 | 4.1 | 4 |  | 10 | 40 | 0 | [6 empty] | 4.1 | 15 |  | 10 | 150 | 0 | 4.1 | 2 |  | 10 | 20 | 0 | 4.1 | 2 |  | 10 | 20 | 0 | 4.1 | 2 |  | 10 | 20 | 0 | 4.1 | 15 |  | 10 | 150 | 0 | 4.1 | 2 |  | 10 | 20 | 0 | 4.1 | 5 |  | 10 | 50 | 0 | 4.1 | 1 |  | 10 | 10 | 0 | 4.1 | 10 |  | 10 | 100 | 0 | 4.1 | 8 |  | 10 | 80 | 0 | 4.1 | 20 |  | 10 | 200 | 0 | 4.1 | 10 |  | 10 | 100 | 0 | 4.1 | 6 |  | 10 | 60 | 0 | 4.1 | 6 |  | 10 | 60 | 0 | 4.1 | 15 |  | 10 | 150 | 0 | 4.1 | 2 |  | 10 | 20 | 0 | 4.1 | 2 |  | 10 | 20 | 0 | 4.1 | 10 |  | 10 | 100 | 0 | 4.1 | 5 |  | 10 | 50 | 0 | 4.1 | 13 | 0 | 10 | 130 | 0 | [6 empty] | 4.1 | 10 |  | 10 | 100 | 0 | 4.1 | 7 | 0 | 10 | 70 | 0 | 4.1 | 8 |  | 10 | 80 | 0 | 4.1 | 6 | 0 | 10 | 60 | 0 | 4.1 | 6 | 0 | 10 | 60 | 0 | 4.1 | 10 |  | 10 | 100 | 0 | 4.1 | 2 |  | 10 | 20 | 0 | 4.1 | 7 | 0 | 10 | 70 | 0 | 4.1 | 7 | 0 | 10 | 70 | 0 | 4.1 | 1 |  | 10 | 10 | 0 | 4.1 | 1 |  | 10 | 10 | 0 | 4.1 | 20 |  | 10 | 200 | 0 | 4.1 | 0 |  | 10 | 0 | 0 | 4.1 | 0 |  | 10 | 0 | 0 | 4.1 | 2 |  | 10 | 20 | 0 | 4.1 | 5 |  | 10 | 50 | 0 | 4.1 | 6 |  | 10 | 60 | 0 | 4.1 | 8 |  | 10 | 80 | 0 | 4.1 | 2 |  | 10 | 20 | 0 | [6 empty] | 4.1 | 5 |  | 10 | 50 | 0 | 4.1 | 2 |  | 10 | 20 | 0 | 4.1 | 8 |  | 10 | 80 | 0 | 4.1 | 1 |  | 10 | 10 | 0 | 4.1 | 2 |  | 10 | 20 | 0 | 4.1 | 1 |  | 10 | 10 | 0 | 4.1 | 20 |  | 10 | 200 | 0 | 4.1 | 10 |  | 10 | 100 | 0 | [6 empty] | 4.1 | 15 |  | 10 | 150 | 0 | 4.1 | 20 |  | 10 | 200 | 0 | 4.1 | 20 |  | 10 | 200 | 0 | 4.1 | 18 |  | 10 | 180 | 0 | 4.1 | 10 |  | 10 | 100 | 0 | 4.1 | 15 |  | 10 | 150 | 0 | 4.1 | 8 | 0 | 10 | 80 | 0 | 4.1 | 6 | 0 | 10 | 60 | 0 | 4.1 | 7 | 0 | 10 | 70 | 0 | 4.1 | 10 | 0 | 10 | 100 | 0 | 4.1 | 12 |  | 10 | 120 | 0 | 4.1 | 22 |  | 10 | 220 | 0 | 4.1 | 18 |  | 10 | 180 | 0 | 4.1 | 9 |  | 10 | 90 | 0 | 4.1 | 20 |  | 10 | 200 | 0 | 4.1 | 10 |  | 10 | 100 | 0 | 4.1 | 9 |  | 10 | 90 | 0 | 4.1 | 18 |  | 10 | 180 | 0 | 4.1 | 10 |  | 10 | 100 | 0 | 4.1 | 12 |  | 10 | 120 | 0 | 4.1 | 10 |  | 10 | 100 | 0 | 4.1 | 8 |  | 10 | 80 | 0 | 4.1 | 20 |  | 10 | 200 | 0 | 4.1 | 20 |  | 10 | 200 | 0 | 4.1 | 15 |  | 10 | 150 | 0 | 4.1 | 15 |  | 10 | 150 | 0 | 4.1 | 18 |  | 10 | 180 | 0 | 4.1 | 22 |  | 10 | 220 | 0 | 4.1 | 15 |  | 10 | 150 | 0 | 4.1 | 7 | 0 | 10 | 70 | 0 | 4.1 | 0 |  | 10 | 0 | 0
5 | Socket Outlets |  |  | 5 | [5 empty] | 5 | [5 empty] | 5 | [5 empty] | 5 |  |  |  |  | 0 | 5 | [5 empty] | 5 |  |  |  |  | 0 | 5 | [5 empty] | 5 |  |  |  |  | 0 | 5 |  |  |  |  | 0 | 5 |  |  |  |  | 0 | 5 |  |  |  |  | 0 | 5 |  |  |  |  | 0 | 5 |  |  |  |  | 0 | 5 |  |  |  |  | 0 | 5 |  |  |  |  | 0 | 5 |  |  | 0 |  | 0 | 5 |  |  |  |  | 0 | 5 |  |  |  |  | 0 | 5 |  |  |  |  | 0 | 5 |  |  |  |  | 0 | 5 |  |  |  |  | 0 | 5 |  |  |  |  | 0 | 5 |  |  |  |  | 0 | 5 |  |  |  |  | 0 | 5 |  |  |  |  | 0 | 5 |  |  |  |  | 0 | 5 |  |  |  |  | 0 | 5 |  |  |  |  | 0 | 5 |  |  |  |  | 0 | 5 |  |  |  |  | 0 | 5 |  |  |  |  | 0 | 5 |  |  |  |  | 0 | 5 |  |  |  |  | 0 | 5 |  |  |  |  | 0 | 5 |  |  |  |  | 0 | 5 |  |  |  |  | 0 | 5 |  |  |  |  | 0 | 5 |  |  |  |  | 0 | 5 |  |  |  |  | 0 | 5 |  |  |  |  | 0 | 5 |  |  |  |  | 0 | 5 |  |  |  |  | 0 | 5 |  |  |  |  | 0 | 5 |  |  |  |  | 0 | 5 |  |  |  |  | 0 | 5 |  |  |  | 0 | 0 | 5 |  |  |  |  | 0 | 5 |  |  |  | 0 | 0 | 5 |  |  |  |  | 0 | 5 |  |  |  | 0 | 0 | 5 |  |  |  |  | 0 | [5 empty] | 0 | 5 |  |  |  |  | 0 | 5 |  |  |  |  | 0 | 5 |  |  |  |  | 0 | 5 |  |  |  | 0 | 0 | 5 |  |  |  | 0 | 0 | 5 |  |  |  | 0 | 0 | 5 |  |  |  |  | 0 | 5 | [5 empty] | 5 |  |  |  |  | 0 | 5 |  |  |  |  | 0 | 5 |  |  |  |  | 0 | 5 |  |  |  |  | 0 | 5 |  |  |  |  | 0 | 5 |  |  |  |  | 0 | 5 |  |  |  |  | 0 | 5 |  |  |  |  | 0 | 5 |  |  |  |  | 0 | 5 |  |  |  |  | 0 | 5 |  |  |  |  | 0 | 5 |  |  |  |  | 0 | [6 empty] | 5 |  |  |  |  | 0 | 5 |  |  |  |  | 0 | 5 |  |  |  |  | 0 | 5 |  |  |  |  | 0 | 5 |  |  |  |  | 0 | 5 |  |  |  |  | 0 | 5 |  |  |  |  | 0 | 5 |  |  |  |  | 0 | 5 |  |  |  |  | 0 | 5 |  |  |  |  | 0 | 5 |  |  |  |  | 0 | 5 |  |  |  |  | 0 | 5 |  |  |  |  | 0 | 5 |  |  |  |  | 0 | 5 |  |  |  |  | 0 | 5 |  |  |  |  | 0 | 5 |  |  |  |  | 0 | 5 |  |  | 0 |  | 0 | 5 | [5 empty] | 5 |  |  |  |  | 0 | 5 |  |  |  |  | 0 | 5 |  |  |  |  | 0 | 5 |  |  |  |  | 0 | 5 |  |  |  |  | 0 | 5 |  |  |  |  | 0 | 5 |  |  |  |  | 0 | 5 |  |  |  |  | 0 | 5 |  |  |  |  | 0 | 5 |  |  |  |  | 0 | 5 |  |  |  |  | 0 | 5 |  |  |  |  | 0 | 5 |  |  |  |  | 0 | 5 |  |  |  |  | 0 | 5 |  |  |  |  | 0 | 5 |  |  |  |  | 0 | 5 |  |  |  |  | 0 | 5 |  |  |  |  | 0 | 5 |  |  |  |  | 0 | 5 |  |  |  |  | 0 | 5 |  |  |  |  | 0 | 5 |  |  |  |  | 0 | 5 |  |  |  |  | 0 | 5 |  |  |  |  | 0 | 5 |  |  |  |  | 0 | 5 |  |  |  |  | 0 | 5 |  |  |  |  | 0 | 5 |  |  |  |  | 0 | 5 |  |  |  |  | 0 | 5 |  |  |  |  | 0 | [6 empty] | 5 |  |  |  |  | 0 | 5 |  |  |  |  | 0 | 5 |  |  |  |  | 0 | 5 |  |  |  |  | 0 | 5 |  |  |  |  | 0 | 5 |  |  |  |  | 0 | 5 |  |  |  |  | 0 | 5 |  |  |  |  | 0 | 5 |  |  |  |  | 0 | 5 |  |  |  |  | 0 | 5 |  |  |  | 0 | 0 | 5 |  |  |  |  | 0 | 5 |  |  |  |  | 0 | 5 |  |  |  |  | 0 | 5 |  |  |  | 0 | 0 | 5 |  |  |  |  | 0 | 5 |  |  |  |  | 0 | 5 |  |  |  |  | 0 | 5 |  |  |  |  | 0 | 5 |  |  |  |  | 0 | 5 |  |  |  |  | 0 | 5 |  |  |  |  | 0 | 5 |  |  |  |  | 0 | 5 |  |  |  |  | 0 | 5 |  |  |  |  | 0 | 5 |  |  |  | 0 | 0 | 5 |  |  |  |  | 0 | 5 |  |  |  | 0 | 0 | 5 |  |  |  |  | 0 | 5 |  |  |  |  | 0 | 5 |  |  |  |  | 0
| Contractor shall supply, install, test and commission new sockets outlets includes wiring and raceways connect up to distribution board, includes wiring (size as noted on drawings) routed in exposed PVC conduit/trunks, backboxes, termination from both side with all works and necessary fixation accessories required to complete this item. Filling factor of conduits shall not exceed 40%, maximum quantity of 5 wires 4mm2 inside 20mm dia. UPVC conduit | [24 empty] | 140 | 0 | [11 empty] | 0 | [11 empty] | 0 | [5 empty] | 0 | [5 empty] | 0 | [5 empty] | 0 | [5 empty] | 0 | [5 empty] | 0 | [5 empty] | 0 | [5 empty] | 0 |  |  |  | #N/A | [7 empty] | 0 | [5 empty] | 0 | [5 empty] | 0 | [5 empty] | 0 | [5 empty] | 0 | [5 empty] | 0 | [5 empty] | 0 | [5 empty] | 0 | [5 empty] | 0 | [5 empty] | 0 | [5 empty] | 0 | [5 empty] | 0 | [5 empty] | 0 | [5 empty] | 0 | [5 empty] | 0 | [5 empty] | 0 | [5 empty] | 0 | [5 empty] | 0 | [5 empty] | 0 | [5 empty] | 0 | [5 empty] | 0 | [5 empty] | 0 | [5 empty] | 0 | [5 empty] | 0 | [5 empty] | 0 | [5 empty] | 0 | [5 empty] | 0 | [5 empty] | 0 | [5 empty] | 0 |  |  |  |  | 0 | 0 | [5 empty] | 0 |  |  |  |  | 0 | 0 | [5 empty] | 0 |  |  |  |  | 0 | 0 | [5 empty] | 0 | 5 |  |  |  |  | 0 | [5 empty] | 0 | [5 empty] | 0 | [5 empty] | 0 |  |  |  |  | 0 | 0 |  |  |  |  | 0 | 0 |  |  |  |  | 0 | 0 | [5 empty] | 0 | [11 empty] | -20 | [5 empty] | -20 | [5 empty] | -20 | [5 empty] | -20 | [5 empty] | -20 | [5 empty] | -20 | [5 empty] | -20 | [5 empty] | -20 | [5 empty] | 0 | [5 empty] | 0 | [5 empty] | 0 | [5 empty] | 0 | [11 empty] | 0 | [5 empty] | 0 | [5 empty] | 0 | [5 empty] | 0 | [5 empty] | 0 | [5 empty] | 0 | [5 empty] | 0 | [5 empty] | 0 | [5 empty] | 0 | [5 empty] | 0 | [5 empty] | 0 | [5 empty] | 0 | [5 empty] | 0 | [5 empty] | 0 | [5 empty] | 0 | [5 empty] | 0 | [5 empty] | 0 | [11 empty] | 0 | [5 empty] | 0 | [5 empty] | 0 | [5 empty] | 0 | [5 empty] | 0 | [5 empty] | 0 | [5 empty] | 0 | [5 empty] | 0 | [5 empty] | 0 | [5 empty] | 0 | [5 empty] | 0 | [5 empty] | 0 | [5 empty] | 0 | [5 empty] | 0 | [5 empty] | 0 | [5 empty] | 0 | [5 empty] | 0 | [5 empty] | 0 | [5 empty] | 0 | [5 empty] | 0 | [5 empty] | 0 | [5 empty] | 0 | [5 empty] | 0 | [5 empty] | 0 | [5 empty] | 0 | [5 empty] | 0 | [5 empty] | 0 | [5 empty] | 0 | [5 empty] | 0 | [5 empty] | 0 | [5 empty] | 0 | [11 empty] | 0 | [5 empty] | 0 | [5 empty] | 0 | [5 empty] | 0 | [5 empty] | 0 | [5 empty] | 0 | [5 empty] | 0 | [5 empty] | 0 | [11 empty] | 0 |  |  |  |  | 0 | 0 | [5 empty] | 0 | [5 empty] | 0 | [5 empty] | 0 |  |  |  |  | 0 | 0 | [5 empty] | 0 | [5 empty] | 0 | [5 empty] | 0 | [5 empty] | 0 | [5 empty] | 0 | [5 empty] | 0 | [5 empty] | 0 | [5 empty] | 0 | [5 empty] | 0 | [5 empty] | 0 |  |  |  |  | 0 | 0 | [5 empty] | 0 |  |  |  |  | 0 | 0 | [5 empty] | 0 | [5 empty] | 0 | [5 empty] | 0
5.1 | 13A, 230V single phase, socket outlet with switch, white finishes. |  | 20 | 5.1 | 9 |  | 20 | 180 | 0 | 5.1 | 10 |  | 20 | 200 | 0 | 5.1 | 9 |  | 20 | 180 | 0 | 5.1 | 7 |  | 20 |  |  | 5.1 | 8 |  | 20 | 160 | 0 | 5.1 | 10 |  | 20 | 200 | 0 | 5.1 | 8 |  | 20 | 160 | 0 | 5.1 | 9 |  | 20 | 180 | 0 | 5.1 | 9 |  | 20 | 180 | 0 | 5.1 | 10 |  | 20 | 200 | 0 | 5.1 | 8 |  | 20 | 160 | 0 | 5.1 | 10 |  | 20 | 200 | 0 | 5.1 | 10 |  | 20 | 200 | 0 | 5.1 | 6 |  | 20 | 120 | 0 | 5.1 | 10 |  | 20 | 200 | 0 | 5.1 | 8 |  | 20 | 160 | 0 | 5.1 | 10 |  | 20 | 200 | 0 | 5.1 | 8 |  | 20 | 160 | 0 | 5.1 | 10 |  | 20 | 200 | 0 | 5.1 | 9 |  | 20 | 180 | 0 | 5.1 | 4 |  | 20 | 80 | 0 | 5.1 | 7 |  | 20 | 140 | 0 | 5.1 | 8 |  | 20 | 160 | 0 | 5.1 | 10 |  | 20 | 200 | 0 | 5.1 | 10 |  | 20 | 200 | 0 | 5.1 | 3 |  | 20 | 60 | 0 | 5.1 | 8 |  | 20 | 160 | 0 | 5.1 | 5 |  | 20 | 100 | 0 | 5.1 | 8 |  | 20 | 160 | 0 | 5.1 | 10 |  | 20 | 200 | 0 | 5.1 | 10 |  | 20 | 200 | 0 | 5.1 | 7 |  | 20 | 140 | 0 | 5.1 | 75 |  | 20 | 1500 | 0 | 5.1 | 9 |  | 20 | 180 | 0 | 5.1 | 8 |  | 20 | 160 | 0 | 5.1 | 7 |  | 20 | 140 | 0 | 5.1 | 9 |  | 20 | 180 | 0 | 5.1 | 5 |  | 20 | 100 | 0 | 5.1 | 7 |  | 20 | 140 | 0 | 5.1 | 9 |  | 20 | 180 | 0 | 5.1 | 9 |  | 20 | 180 | 0 | 5.1 | 9 |  | 20 | 180 | 0 | 5.1 | 6 |  | 20 | 120 | 0 | 5.1 | 9 |  | 20 | 180 | 0 | 5.1 | 7 |  | 20 | 140 | 0 | 5.1 | 9 |  | 20 | 180 | 0 | 5.1 | 8 |  | 20 | 160 | 0 | 5.1 | 9 |  | 20 | 180 | 0 | 5.1 | 8 |  | 20 | 160 | 0 | 5.1 | 8 |  | 20 | 160 | 0 | 5.1 | 17 | 0 | 20 | 340 | 0 | 5.1 | 14 | 0 | 20 | 280 | 0 | 5.1 | 14 | 0 | 20 | 280 | 0 | 5.1 | 6 |  | 20 | 120 | 0 | 5.1 | 6 |  | 20 | 120 | 0 | 5.1 | 4 |  | 20 | 80 | 0 | 5.1 | 6 |  | 20 | 120 | 0 | 5.1 | 11 |  | 20 | 220 | 0 | 5.1 | 10 |  | 20 | 200 | 0 | 5.1 | 10 |  | 20 | 200 |  | 5.1 | 14 |  | 20 | 280 | 0 | 5.1 | 12 | 0 | 20 | 240 | 0 | 5.1 | 10 |  | 20 | 200 | 0 | 5.1 | 16 | 0 | 20 | 320 | 0 | 5.1 | 10 |  | 20 | 200 | 0 | 5.1 | 15 | 0 | 20 | 300 | 0 | 5.1 | 14 | 0 | 20 | 280 | 0 | 5.1 | 19 | 0 | 20 | 380 | 0 | 5.1 | 10 |  | 20 | 200 | 0 | 5.1 | 10 |  | 20 | 200 | 0 | 5.1 | 10 |  | 20 | 200 | 0 | 5.1 | 10 |  | 20 | 200 | 0 | [6 empty] | 5.1 | 10 |  | 20 | 200 | 0 | 5.1 | 10 |  | 20 | 200 | 0 | 5.1 | 10 |  | 20 | 200 | 0 | 5.1 | 10 |  | 20 | 200 | 0 | 5.1 | 10 |  | 20 | 200 | 0 | 5.1 | 10 |  | 20 | 200 | 0 | 5.1 | 10 |  | 20 | 200 | 0 | 5.1 | 10 |  | 20 | 200 | 0 | 5.1 | 17 |  | 20 | 340 | 0 | 5.1 | 10 |  | 20 | 200 | 0 | 5.1 | 10 |  | 20 | 200 | 0 | 5.1 | 11 |  | 20 | 220 | 0 | 5.1 | 20 |  | 20 | 400 | 0 | 5.1 | 20 |  | 20 | 400 | 0 | 5.1 | 8 |  | 20 | 160 | 0 | 5.1 | 14 |  | 20 | 280 | 0 | 5.1 | 10 |  | 20 | 200 | 0 | 5.1 | 10 |  | 20 | 200 | 0 | 5.1 | 10 |  | 20 | 200 | 0 | 5.1 | 19 | 0 | 20 | 380 | 0 | 5.1 | 10 |  | 20 | 200 | 0 | 5.1 | 10 |  | 20 | 200 | 0 | 5.1 | 18 | 0 | 20 | 360 | 0 | 5.1 | 9 |  | 20 | 180 | 0 | 5.1 | 17 | 0 | 20 | 340 | 0 | 5.1 | 14 | 0 | 20 | 280 | 0 | 5.1 | 10 |  | 20 | 200 | 0 | 5.1 | 10 |  | 20 | 200 | 0 | 5.1 | 14 | 0 | 20 | 280 | 0 | 5.1 | 14 | 0 | 20 | 280 | 0 | 5.1 | 8 |  | 20 | 160 | 0 | 5.1 | 10 |  | 20 | 200 | 0 | 5.1 | 10 |  | 20 | 200 | 0 | 5.1 | 7 |  | 20 | 140 | 0 | 5.1 | 4 |  | 20 | 80 | 0 | 5.1 | 10 |  | 20 | 200 | 0 | 5.1 | 10 |  | 20 | 200 | 0 | 5.1 | 10 |  | 20 | 200 | 0 | 5.1 | 9 |  | 20 | 180 | 0 | 5.1 | 10 |  | 20 | 200 | 0 | 5.1 | 6 |  | 20 | 120 | 0 | 5.1 | 10 |  | 20 | 200 | 0 | 5.1 | 10 |  | 20 | 200 | 0 | 5.1 | 10 |  | 20 | 200 | 0 | 5.1 | 10 |  | 20 | 200 | 0 | 5.1 | 10 |  | 20 | 200 | 0 | 5.1 | 8 |  | 20 | 160 | 0 | 5.1 | 10 |  | 20 | 200 | 0 | 5.1 | 10 |  | 20 | 200 | 0 | [6 empty] | 5.1 | 10 |  | 20 | 200 | 0 | 5.1 | 10 |  | 20 | 200 | 0 | 5.1 | 10 |  | 20 | 200 | 0 | 5.1 | 8 |  | 20 | 160 | 0 | 5.1 | 7 |  | 20 | 140 | 0 | 5.1 | 9 |  | 20 | 180 | 0 | 5.1 | 16 | 0 | 20 | 320 | 0 | 5.1 | 15 | 0 | 20 | 300 | 0 | 5.1 | 11 | 0 | 20 | 220 | 0 | 5.1 | 17 | 0 | 20 | 340 | 0 | 5.1 | 7 |  | 20 | 140 | 0 | 5.1 | 10 |  | 20 | 200 | 0 | 5.1 | 10 |  | 20 | 200 | 0 | 5.1 | 9 |  | 20 | 180 | 0 | 5.1 | 7 |  | 20 | 140 | 0 | 5.1 | 8 |  | 20 | 160 | 0 | 5.1 | 9 |  | 20 | 180 | 0 | 5.1 | 10 |  | 20 | 200 | 0 | 5.1 | 12 |  | 20 | 240 | 0 | 5.1 | 9 |  | 20 | 180 | 0 | 5.1 | 10 |  | 20 | 200 | 0 | 5.1 | 10 |  | 20 | 200 | 0 | 5.1 | 8 |  | 20 | 160 | 0 | 5.1 | 8 |  | 20 | 160 | 0 | 5.1 | 8 |  | 20 | 160 | 0 | 5.1 | 11 |  | 20 | 220 | 0 | 5.1 | 4 |  | 20 | 80 | 0 | 5.1 | 8 |  | 20 | 160 | 0 | 5.1 | 14 |  | 20 | 280 | 0 | 5.1 | 14 | 0 | 20 | 280 | 0 | 5.1 | 7 |  | 20 | 140 | 0
5.2 | 13A, 230V single phase, socket outlet with switch, white finishes, Weatherproof Type. |  | 20 | 6 | [11 empty] | 5.2 | 1 |  | 20 | 20 | 0 | [60 empty] | 5.2 | 2 |  | 20 | 40 | 0 | [18 empty] | 5.2 | 0 |  | 20 | 0 | 0 | 5.2 | 0 |  | 20 | 0 | 0 | 5.2 | 0 |  | 20 | 0 | 0 | [12 empty] | 5.2 | 0 |  | 20 | 0 | 0 | [42 empty] | 5.2 | 2 |  | 20 | 40 | 0 | 5.2 | 0 |  | 20 | 0 | 0 | 5.2 | 100 |  | 20 | 2000 | 0 | 5.2 | 0 |  | 20 | 0 | 0 | 5.2 | 2 |  | 20 | 40 | 0 | 5.2 | 2 |  | 20 | 40 | 0 | 5.2 | 0 |  | 20 | 0 | 0 | 5.2 | 1 |  | 20 | 20 | 0 | 5.2 | 2 |  | 20 | 40 | 0 | 5.2 | 0 |  | 20 | 0 | 0 | 5.2 | 0 |  | 20 | 0 | 0 | 5.2 | 0 |  | 20 |  | 0 | 5.2 | 0 |  | 20 | 0 | 0 | 5.2 | 0 |  | 20 | 0 | 0 | 5.2 | 2 |  | 20 | 40 | 0 | 5.2 | 0 |  | 20 | 0 | 0 | [6 empty] | 5.2 | 0 |  | 20 | 0 | 0 | [6 empty] | 5.2 | 2 |  | 20 | 40 | 0 | 5.2 | 0 | 0 | 20 | 0 | 0 | 5.2 | 0 | 0 | 20 | 0 | 0 | 5.2 | 0 | 0 | 20 | 0 | 0 | 5.2 | 2 |  | 20 | 40 | 0 | 5.2 | 0 |  | 20 | 0 | 0 | 5.2 | 1 |  | 20 | 20 | 0 | 5.2 | 2 |  | 20 | 40 | 0 | 5.2 | 0 |  | 20 | 0 | 0 | [18 empty] | 5.2 | 0 | 0 | 20 | 0 | 20 | [6 empty] | 5.2 | 0 | 0 | 20 | 0 | 20 | 5.2 | 0 |  | 20 | 0 | 20 | 5.2 | 0 | 0 | 20 | 0 | 20 | 5.2 | 0 | 0 | 20 | 0 | 20 | 5.2 | 0 | 0 | 20 | 0 | 20 | [54 empty] | 5.2 | 0 |  | 20 | 0 | 0 | [42 empty] | 5.2 | 0 |  | 20 | 0 | 0 | 5.2 | 0 |  | 20 | 0 | 0 | [6 empty] | 5.2 | [5 empty] | 5.2 | 0 |  | 20 | 0 | 0 | [12 empty] | 5.2 | 0 | 0 | 20 | 0 | 0 | [6 empty] | 5.2 | 0 |  | 20 | 0 | 0 | 5.2 | 0 | 0 | 20 | 0 | 0 | 5.2 | 0 |  | 20 | 0 | 0 | 5.2 | 0 | 0 | 20 | 0 | 0 | 5.2 | 0 | 0 | 20 | 0 | 0 | 5.2 | 0 |  | 20 | 0 | 0 | 5.2 | 0 |  | 20 | 0 | 0 | 5.2 | 0 | 0 | 20 | 0 | 0 | 5.2 | 0 | 0 | 20 | 0 | 0 | 5.2 | 0 |  | 20 | 0 | 0 | [6 empty] | 5.2 | 0 |  | 20 | 0 | 0 | 5.2 | 0 |  | 20 | 0 | 0 | 5.2 | 0 |  | 20 | 0 | 0 | 5.2 | 0 |  | 20 | 0 | 0 | 5.2 | 0 |  | 20 | 0 | 0 | 5.2 | 0 |  | 20 | 0 | 0 | [48 empty] | 5.2 | 0 |  | 20 | 0 | 0 | [6 empty] | 5.2 | 0 |  | 20 | 0 | 0 | [12 empty] | 5.2 | 2 |  | 20 | 40 | 0 | 5.2 | 3 |  | 20 | 60 | 0 | 5.2 | 2 |  | 20 | 40 | 0 | 5.2 | 0 |  | 20 | 0 | 0 | 5.2 | 0 |  | 20 | 0 | 0 | 5.2 | 0 | 0 | 20 | 0 | 0 | 5.2 | 0 | 0 | 20 | 0 | 0 | 5.2 | 0 | 0 | 20 | 0 | 0 | 5.2 | 0 | 0 | 20 | 0 | 0 | 5.2 | 0 |  | 20 | 0 | 0 | 5.2 | 2 |  | 20 | 40 | 0 | 5.2 | 2 |  | 20 | 40 | 0 | 5.2 | 0 |  | 20 | 0 | 0 | 5.2 | 2 |  | 20 | 40 | 0 | 5.2 | 0 |  | 20 | 0 | 0 | 5.2 | 0 |  | 20 | 0 | 0 | 5.2 | 2 |  | 20 | 40 | 0 | 5.2 | 0 |  | 20 | 0 | 0 | 5.2 | 0 |  | 20 | 0 | 0 | 5.2 | 0 |  | 20 | 0 | 0 | 5.2 | 0 |  | 20 | 0 | 0 | 5.2 | 2 |  | 20 | 40 | 0 | 5.2 | 2 |  | 20 | 40 | 0 | 5.2 | 2 |  | 20 | 40 | 0 | 5.2 | 0 |  | 20 | 0 | 0 | 5.2 | 3 |  | 20 | 60 | 0 | 5.2 | 2 |  | 20 | 40 | 0 | 5.2 | 2 |  | 20 | 40 | 0 | 5.2 | 0 | 0 | 20 | 0 | 0 | 5.2 | 0 |  | 20 | 0 | 0
6 | Fan Outlets | [8 empty] | 6 | [5 empty] | 6 | [5 empty] | 6 | [5 empty] | 6 | [5 empty] | 6 |  |  |  |  | 0 | 6 | [5 empty] | 6 |  |  |  |  | 0 | 6 |  |  |  |  | 0 | 6 |  |  |  |  | 0 | 6 |  |  |  |  | 0 | 6 |  |  |  |  | 0 | 6 |  |  |  |  | 0 | 6 |  |  |  |  | 0 | 6 |  |  |  |  | 0 | 6 |  |  |  |  | 0 | 6 |  |  |  |  | 0 | 6 |  |  |  |  | 0 | 6 |  |  |  |  | 0 | 6 |  |  |  |  | 0 | 6 |  |  |  |  | 0 | 6 |  |  |  |  | 0 | 6 |  |  |  |  | 0 | 6 |  |  |  |  | 0 | 6 |  |  |  |  | 0 | 6 |  |  |  |  | 0 | 6 |  |  |  |  | 0 | 6 |  |  |  |  | 0 | 6 |  |  |  |  | 0 | 6 |  |  |  |  | 0 | 6 |  |  |  |  | 0 | 6 |  |  |  |  | 0 | 6 |  |  |  |  | 0 | 6 |  |  |  |  | 0 | 6 |  |  |  |  | 0 | 6 |  |  |  |  | 0 | 6 |  |  |  |  | 0 | 6 |  |  |  |  | 0 | 6 |  |  |  |  | 0 | 6 |  |  |  |  | 0 | 6 |  |  |  |  | 0 | 6 |  |  |  |  | 0 | 6 |  |  |  |  | 0 | 6 |  |  |  |  | 0 | 6 |  |  |  | 0 | 0 | 6 |  |  |  | 0 | 0 | 6 |  |  |  |  | 0 | 6 |  |  |  | 0 | 0 | 6 |  |  |  |  | 0 | 6 |  |  |  | 0 | 0 | 6 |  |  |  |  | 0 | 6 |  |  |  |  | 0 | 6 |  |  |  |  | 0 | 6 |  |  | 0 | 0 | 0 | 6 |  |  |  | 0 | 0 | 6 |  |  | 0 | 0 | 0 | 6 |  |  |  | 0 | 0 | 6 |  |  |  | 0 | 0 | 6 |  |  |  |  | 0 | 6 | [5 empty] | 6 |  |  |  |  | 0 | 6 |  |  |  |  | 0 | 6 |  |  |  |  | 0 | 6 |  |  |  |  | 0 | 6 |  |  |  |  | 0 | 6 |  |  |  |  | 0 | 6 |  |  |  |  | 0 | 6 |  |  |  |  | 0 | 6 |  |  |  |  | 0 | 6 |  |  |  |  | 0 | 6 |  |  |  |  | 0 | 6 |  |  |  |  | 0 | [6 empty] | 6 |  |  |  |  | 0 | 6 |  |  |  |  | 0 | 6 |  |  |  |  | 0 | 6 |  |  |  |  | 0 | 6 |  |  |  |  | 0 | 6 |  |  |  |  | 0 | 6 |  |  |  |  | 0 | 6 |  |  |  |  | 0 | 6 |  |  |  |  | 0 | 6 |  |  |  |  | 0 | 6 |  |  |  |  | 0 | 6 |  |  |  |  | 0 | 6 |  |  |  |  | 0 | 6 |  |  |  |  | 0 | 6 |  |  |  |  | 0 | 6 |  |  |  |  | 0 | 6 |  |  |  |  | 0 | 6 |  |  | 0 |  | 0 | 6 |  |  |  |  | 0 | 6 |  |  |  |  | 0 | 6 |  |  |  |  | 0 | 6 |  |  |  |  | 0 | 6 |  |  |  |  | 0 | 6 |  |  |  |  | 0 | 6 |  |  |  |  | 0 | 6 |  |  |  |  | 0 | 6 |  |  |  |  | 0 | 6 |  |  |  |  | 0 | 6 |  |  |  |  | 0 | 6 |  |  |  |  | 0 | 6 |  |  |  |  | 0 | 6 |  |  |  |  | 0 | 6 |  |  |  |  | 0 | 6 |  |  |  |  | 0 | 6 |  |  |  |  | 0 | 6 |  |  |  |  | 0 | 6 |  |  |  |  | 0 | 6 |  |  |  |  | 0 | 6 |  |  |  |  | 0 | 6 |  |  |  |  | 0 | 6 |  |  |  |  | 0 | 6 |  |  |  |  | 0 | 6 |  |  |  |  | 0 | 6 |  |  |  |  | 0 | 6 |  |  |  |  | 0 | 6 |  |  |  |  | 0 | 6 |  |  |  |  | 0 | 6 |  |  |  |  | 0 | 6 |  |  |  |  | 0 | 6 |  |  |  |  | 0 | 6 |  |  |  |  | 0 | 6 |  |  |  |  | 0 | 6 |  |  |  |  | 0 | 6 |  |  |  |  | 0 | 6 |  |  |  |  | 0 | 6 |  |  |  |  | 0 | 6 |  |  |  |  | 0 | 6 |  |  |  |  | 0 | 6 |  |  |  |  | 0 | 6 |  |  |  |  | 0 | 6 |  |  |  | 0 | 0 | 6 |  |  |  |  | 0 | 6 |  |  |  |  | 0 | 6 |  |  |  |  | 0 | 6 |  |  |  | 0 | 0 | 6 |  |  |  |  | 0 | 6 |  |  |  |  | 0 | 6 |  |  |  |  | 0 | 6 |  |  |  |  | 0 | 6 |  |  |  |  | 0 | 6 |  |  |  |  | 0 | 6 |  |  |  |  | 0 | 6 |  |  |  |  | 0 | 6 |  |  |  |  | 0 | 6 |  |  |  |  | 0 | 6 |  |  |  | 0 | 0 | 6 |  |  |  |  | 0 | 6 |  |  |  | 0 | 0 | 6 |  |  |  |  | 0 | 6 |  |  |  |  | 0 | 6 |  |  |  |  | 0
| Contractor shall supply, install, test and commission new power point with exhaust fan includes wiring and raceways connect up to distribution board, includes wiring (size as noted on drawings) routed in exposed PVC conduit/trunks, backboxes, termination from both side with all works and necessary fixation accessories required to complete this item. Filling factor of conduits shall not exceed 40%, maximum quantity of 7 wires 2.5mm2 inside 20mm dia. UPVC conduit | [37 empty] | 0 | [11 empty] | 0 | [5 empty] | 0 | [5 empty] | 0 | [5 empty] | 0 | [5 empty] | 0 | [5 empty] | 0 | [5 empty] | 0 | [5 empty] | 0 | [5 empty] | 0 | [5 empty] | 0 | [5 empty] | 0 | [5 empty] | 0 | [5 empty] | 0 | [11 empty] | 0 | [5 empty] | 0 | [5 empty] | 0 | [5 empty] | 0 | [5 empty] | 0 | [5 empty] | 0 | [5 empty] | 0 | [5 empty] | 0 | [5 empty] | 0 | [5 empty] | 0 | [5 empty] | 0 | [5 empty] | 0 | [5 empty] | 0 | [5 empty] | 0 | [5 empty] | 0 | [5 empty] | 0 | [5 empty] | 0 | [5 empty] | 0 | [5 empty] | 0 | [5 empty] | 0 | [5 empty] | 0 | [5 empty] | 0 | [5 empty] | 0 | [5 empty] | 0 |  |  |  |  | 0 | 0 | [5 empty] | 0 |  |  |  |  | 0 | 0 | [5 empty] | 0 |  |  |  |  | 0 | 0 | [5 empty] | 0 | [5 empty] | 0 | [5 empty] | 0 | [5 empty] | 0 | [5 empty] | 0 |  |  |  |  | 0 | 0 |  |  |  |  | 0 | 0 |  |  |  |  | 0 | 0 | [5 empty] | 0 | [11 empty] | -75 | [5 empty] | -75 | [5 empty] | -75 | [5 empty] | -75 | [5 empty] | -75 | [5 empty] | -75 | [5 empty] | -75 | [5 empty] | -75 | [5 empty] | 0 | [5 empty] | 0 | [5 empty] | 0 | [5 empty] | 0 | [5 empty] | 0 | [5 empty] | 0 | [5 empty] | 0 | [5 empty] | 0 | [5 empty] | 0 | [5 empty] | 0 | [5 empty] | 0 | [5 empty] | 0 | [5 empty] | 0 | [5 empty] | 0 | [5 empty] | 0 | [5 empty] | 0 | [5 empty] | 0 | [5 empty] | 0 | [5 empty] | 0 | [5 empty] | 0 | [5 empty] | 0 | [5 empty] | 0 | [11 empty] | 0 | [5 empty] | 0 | [5 empty] | 0 | [5 empty] | 0 | [5 empty] | 0 | [5 empty] | 0 | [5 empty] | 0 | [5 empty] | 0 | [5 empty] | 0 | [5 empty] | 0 | [5 empty] | 0 | [5 empty] | 0 | [5 empty] | 0 | [5 empty] | 0 | [5 empty] | 0 | [5 empty] | 0 | [5 empty] | 0 | [5 empty] | 0 | [5 empty] | 0 | [5 empty] | 0 | [5 empty] | 0 | [5 empty] | 0 | [5 empty] | 0 | [5 empty] | 0 | [5 empty] | 0 | [5 empty] | 0 | [5 empty] | 0 | [5 empty] | 0 | [5 empty] | 0 | [5 empty] | 0 | [5 empty] | 0 | [5 empty] | 0 | [5 empty] | 0 | [5 empty] | 0 | [5 empty] | 0 | [5 empty] | 0 | [5 empty] | 0 | [5 empty] | 0 | [5 empty] | 0 | [5 empty] | 0 | [5 empty] | 0 | [5 empty] | 0 |  |  |  |  | 0 | 0 | [5 empty] | 0 | [5 empty] | 0 | [5 empty] | 0 |  |  |  |  | 0 | 0 | [5 empty] | 0 | [5 empty] | 0 | [5 empty] | 0 | [5 empty] | 0 | [5 empty] | 0 | [5 empty] | 0 | [5 empty] | 0 | [5 empty] | 0 | [5 empty] | 0 | [5 empty] | 0 |  |  |  |  | 0 | 0 | [5 empty] | 0 |  |  |  |  | 0 | 0 | [5 empty] | 0 | [5 empty] | 0 | [5 empty] | 0
6.1 | Exhaust Fan Size 6" |  | 75 | 6.1 | 2 |  | 75 | 150 | 0 | 6.1 | 2 |  | 75 | 150 | 0 | 6.1 | 2 |  | 75 | 150 | 0 | 6.1 | 2 |  | 75 | 100 | 0 | 6.1 | 2 |  | 75 | 150 | 0 | 6.1 | 2 |  | 75 | 150 | 0 | 6.1 | 2 |  | 75 | 150 | 0 | 6.1 | 2 |  | 75 | 150 | 0 | 6.1 | 1 |  | 75 | 75 | 0 | 6.1 | 2 |  | 75 | 150 | 0 | 6.1 | 2 |  | 75 | 150 | 0 | 6.1 | 2 |  | 75 | 150 | 0 | 6.1 | 2 |  | 75 | 150 | 0 | 6.1 | 2 |  | 75 | 150 | 0 | 6.1 | 2 |  | 75 | 150 | 0 | 6.1 | 2 |  | 75 | 150 | 0 | 6.1 | 2 |  | 75 | 150 | 0 | 6.1 | 2 |  | 75 | 150 | 0 | 6.1 | 2 |  | 75 | 150 | 0 | 6.1 | 2 |  | 75 | 150 | 0 | 6.1 | 2 |  | 75 | 150 | 0 | 6.1 | 2 |  | 75 | 150 | 0 | 6.1 | 2 |  | 75 | 150 | 0 | 6.1 | 2 |  | 75 | 150 | 0 | 6.1 | 2 |  | 75 | 150 | 0 | 6.1 | 2 |  | 75 | 150 | 0 | 6.1 | 2 |  | 75 | 150 | 0 | 6.1 | 2 |  | 75 | 150 | 0 | 6.1 | 2 |  | 75 | 150 | 0 | 6.1 | 2 |  | 75 | 150 | 0 | 6.1 | 2 |  | 75 | 150 | 0 | 6.1 | 2 |  | 75 | 150 | 0 | 6.1 | 75 |  | 75 | 5625 | 0 | 6.1 | 2 |  | 75 | 150 | 0 | 6.1 | 2 |  | 75 | 150 | 0 | 6.1 | 2 |  | 75 | 150 | 0 | 6.1 | 2 |  | 75 | 150 | 0 | 6.1 | 2 |  | 75 | 150 | 0 | 6.1 | 2 |  | 75 | 150 | 0 | 6.1 | 2 |  | 75 | 150 | 0 | 6.1 | 2 |  | 75 | 150 | 0 | 6.1 | 2 |  | 75 | 150 | 0 | 6.1 | 2 |  | 75 | 150 | 0 | 6.1 | 2 |  | 75 | 150 | 0 | 6.1 | 2 |  | 75 | 150 | 0 | 6.1 | 2 |  | 75 | 150 | 0 | 6.1 | 2 |  | 75 | 150 | 0 | 6.1 | 0 |  | 75 | 0 | 0 | 6.1 | 2 |  | 75 | 150 | 0 | 6.1 | 2 |  | 75 | 150 | 0 | 6.1 | 2 | 0 | 75 | 150 | 0 | 6.1 | 2 | 0 | 75 | 150 | 0 | 6.1 | 2 | 0 | 75 | 150 | 0 | 6.1 | 2 |  | 75 | 150 | 0 | 6.1 | 2 |  | 75 | 150 | 0 | 6.1 | 1 |  | 75 | 75 | 0 | 6.1 | 2 |  | 75 | 150 | 0 | 6.1 | 1 |  | 75 | 75 | 0 | 6.1 | 2 |  | 75 | 150 | 0 | 6.1 | 2 |  | 75 | 150 |  | 6.1 | 2 |  | 75 | 150 | -25 | 6.1 | 2 | 0 | 75 | 150 | -25 | 6.1 | 2 |  | 75 | 150 | -25 | 6.1 | 2 | 0 | 75 | 150 | -25 | 6.1 | 2 |  | 75 | 150 | -25 | 6.1 | 2 | 0 | 75 | 150 | -25 | 6.1 | 2 | 0 | 75 | 150 | -25 | 6.1 | 2 | 0 | 75 | 150 | -25 | 6.1 | 2 |  | 75 | 150 | 0 | 6.1 | 2 |  | 75 | 150 | 0 | 6.1 | 2 |  | 75 | 150 | 0 | 6.1 | 2 |  | 75 | 150 | 0 | 6.1 | 2 |  | 75 | 150 | 0 | 6.1 | 2 |  | 75 | 150 | 0 | 6.1 | 2 |  | 75 | 150 | 0 | 6.1 | 2 |  | 75 | 150 | 0 | 6.1 | 2 |  | 75 | 150 | 0 | 6.1 | 2 |  | 75 | 150 | 0 | 6.1 | 2 |  | 75 | 150 | 0 | 6.1 | 2 |  | 75 | 150 | 0 | 6.1 | 2 |  | 75 | 150 | 0 | 6.1 | 2 |  | 75 | 150 | 0 | 6.1 | 2 |  | 75 | 150 | 0 | 6.1 | 2 |  | 75 | 150 | 0 | 6.1 | 2 |  | 75 | 150 | 0 | 6.1 | 2 |  | 75 | 150 | 0 | 6.1 | 2 |  | 75 | 150 | 0 | 6.1 | 2 |  | 75 | 150 | 0 | 6.1 | 2 |  | 75 | 150 | 0 | 6.1 | 2 |  | 75 | 150 | 0 | 6.1 | 2 |  | 75 | 150 | 0 | 6.1 | 2 |  | 75 | 150 | 0 | 6.1 | 2 | 0 | 75 | 150 | 0 | 6.1 | 2 |  | 75 | 150 | 0 | 6.1 | 2 |  | 75 | 150 | 0 | 6.1 | 2 | 0 | 75 | 150 | 0 | 6.1 | 2 |  | 75 | 150 | 0 | 6.1 | 2 | 0 | 75 | 150 | 0 | 6.1 | 2 | 0 | 75 | 150 | 0 | 6.1 | 2 |  | 75 | 150 | 0 | 6.1 | 2 |  | 75 | 150 | 0 | 6.1 | 2 | 0 | 75 | 150 | 0 | 6.1 | 2 | 0 | 75 | 150 | 0 | 6.1 | 2 |  | 75 | 150 | 0 | 6.1 | 2 |  | 75 | 150 | 0 | 6.1 | 2 |  | 75 | 150 | 0 | 6.1 | 2 |  | 75 | 150 | 0 | 6.1 | 2 |  | 75 | 150 | 0 | 6.1 | 2 |  | 75 | 150 | 0 | 6.1 | 2 |  | 75 | 150 | 0 | 6.1 | 2 |  | 75 | 150 | 0 | 6.1 | 2 |  | 75 | 150 | 0 | 6.1 | 2 |  | 75 | 150 | 0 | 6.1 | 2 |  | 75 | 150 | 0 | 6.1 | 2 |  | 75 | 150 | 0 | 6.1 | 2 |  | 75 | 150 | 0 | 6.1 | 1 |  | 75 | 75 | 0 | 6.1 | 2 |  | 75 | 150 | 0 | 6.1 | 2 |  | 75 | 150 | 0 | 6.1 | 2 |  | 75 | 150 | 0 | 6.1 | 2 |  | 75 | 150 | 0 | 6.1 | 2 |  | 75 | 150 | 0 | 6.1 | 2 |  | 75 | 150 | 0 | 6.1 | 2 |  | 75 | 150 | 0 | 6.1 | 2 |  | 75 | 150 | 0 | 6.1 | 2 |  | 75 | 150 | 0 | 6.1 | 2 |  | 75 | 150 | 0 | 6.1 | 2 |  | 75 | 150 | 0 | 6.1 | 2 |  | 75 | 150 | 0 | 6.1 | 2 | 0 | 75 | 150 | 0 | 6.1 | 2 | 0 | 75 | 150 | 0 | 6.1 | 2 | 0 | 75 | 150 | 0 | 6.1 | 2 | 0 | 75 | 150 | 0 | 6.1 | 2 |  | 75 | 150 | 0 | 6.1 | 2 |  | 75 | 150 | 0 | 6.1 | 2 |  | 75 | 150 | 0 | 6.1 | 2 |  | 75 | 150 | 0 | 6.1 | 2 |  | 75 | 150 | 0 | 6.1 | 2 |  | 75 | 150 | 0 | 6.1 | 2 |  | 75 | 150 | 0 | 6.1 | 2 |  | 75 | 150 | 0 | 6.1 | 2 |  | 75 | 150 | 0 | 6.1 | 0 |  | 75 | 0 | 0 | 6.1 | 2 |  | 75 | 150 | 0 | 6.1 | 2 |  | 75 | 150 | 0 | 6.1 | 2 |  | 75 | 150 | 0 | 6.1 | 2 |  | 75 | 150 | 0 | 6.1 | 2 |  | 75 | 150 | 0 | 6.1 | 2 |  | 75 | 150 | 0 | 6.1 | 2 |  | 75 | 150 | 0 | 6.1 | 2 |  | 75 | 150 | 0 | 6.1 | 2 |  | 75 | 150 | 0 | 6.1 | 2 | 0 | 75 | 150 | 0 | 6.1 | 2 |  | 75 | 150 | 0
6.2 | Exhaust Fan Size 12" |  | 100 | 6.2 | 1 |  | 100 | 100 | 0 | 6.2 | 1 |  | 100 | 100 | 0 | 6.2 | 1 |  | 100 | 100 | 0 | 6.2 | 1 |  | 100 |  |  | 6.2 | 1 |  | 100 | 100 | 0 | 6.2 | 1 |  | 100 | 100 | 0 | 6.2 | 1 |  | 100 | 100 | 0 | 6.2 | 1 |  | 100 | 100 | 0 | 6.2 | 1 |  | 100 | 100 | 0 | 6.2 | 1 |  | 100 | 100 | 0 | 6.2 | 1 |  | 100 | 100 | 0 | 6.2 | 1 |  | 100 | 100 | 0 | 6.2 | 1 |  | 100 | 100 | 0 | [6 empty] | 6.2 | 1 |  | 100 | 100 | 0 | 6.2 | 1 |  | 100 | 100 | 0 | 6.2 | 1 |  | 100 | 100 | 0 | 6.2 | 1 |  | 100 | 100 | 0 | 6.2 | 1 |  | 100 | 100 | 0 | 6.2 | 1 |  | 100 | 100 | 0 | 6.2 | 1 |  | 100 | 100 | 0 | 6.2 | 1 |  | 100 | 100 | 0 | 6.2 | 1 |  | 100 | 100 | 0 | 6.2 | 1 |  | 100 | 100 | 0 | 6.2 | 1 |  | 100 | 100 | 0 | 6.2 | 1 |  | 100 | 100 | 0 | 6.2 | 1 |  | 100 | 100 | 0 | 6.2 | 1 |  | 100 | 100 | 0 | 6.2 | 1 |  | 100 | 100 | 0 | 6.2 | 1 |  | 100 | 100 | 0 | 6.2 | 1 |  | 100 | 100 | 0 | 6.2 | 1 |  | 100 | 100 | 0 | 6.2 | 100 |  | 100 | 10000 | 0 | 6.2 | 1 |  | 100 | 100 | 0 | 6.2 | 1 |  | 100 | 100 | 0 | 6.2 | 1 |  | 100 | 100 | 0 | 6.2 | 1 |  | 100 | 100 | 0 | 6.2 | 1 |  | 100 | 100 | 0 | 6.2 | 1 |  | 100 | 100 | 0 | 6.2 | 1 |  | 100 | 100 | 0 | 6.2 | 1 |  | 100 | 100 | 0 | 6.2 | 1 |  | 100 | 100 | 0 | 6.2 | 1 |  | 100 | 100 | 0 | 6.2 | 1 |  | 100 | 100 | 0 | 6.2 | 1 |  | 100 | 100 | 0 | 6.2 | 1 |  | 100 | 100 | 0 | 6.2 | 1 |  | 100 | 100 | 0 | 6.2 | 1 |  | 100 | 100 | 0 | 6.2 | 1 |  | 100 | 100 | 0 | 6.2 | 1 |  | 100 | 100 | 0 | 6.2 | 1 | 0 | 100 | 100 | 0 | 6.2 | 1 | 0 | 100 | 100 | 0 | 6.2 | 1 | 0 | 100 | 100 | 0 | 6.2 | 1 |  | 100 | 100 | 0 | 6.2 | 1 |  | 100 | 100 | 0 | 6.2 | 1 |  | 100 | 100 | 0 | 6.2 | 1 |  | 100 | 100 | 0 | 6.2 | 1 |  | 100 | 100 | 0 | 6.2 | 1 |  | 100 | 100 | 0 | 6.2 | 1 |  | 100 | 100 |  | 6.2 | 1 |  | 100 | 100 | 100 | 6.2 | 1 | 0 | 100 | 100 | 100 | 6.2 | 1 |  | 100 | 100 | 100 | 6.2 | 1 | 0 | 100 | 100 | 100 | 6.2 | 1 |  | 100 | 100 | 100 | 6.2 | 1 | 0 | 100 | 100 | 100 | 6.2 | 1 | 0 | 100 | 100 | 100 | 6.2 | 1 | 0 | 100 | 100 | 100 | 6.2 | 1 |  | 100 | 100 | 0 | 6.2 | 1 |  | 100 | 100 | 0 | 6.2 | 1 |  | 100 | 100 | 0 | 6.2 | 1 |  | 100 | 100 | 0 | 6.2 | 1 |  | 100 | 100 | 0 | 6.2 | 1 |  | 100 | 100 | 0 | 6.2 | 1 |  | 100 | 100 | 0 | 6.2 | 1 |  | 100 | 100 | 0 | 6.2 | 1 |  | 100 | 100 | 0 | 6.2 | 1 |  | 100 | 100 | 0 | 6.2 | 1 |  | 100 | 100 | 0 | 6.2 | 1 |  | 100 | 100 | 0 | 6.2 | 1 |  | 100 | 100 | 0 | 6.2 | 1 |  | 100 | 100 | 0 | 6.2 | 1 |  | 100 | 100 | 0 | 6.2 | 1 |  | 100 | 100 | 0 | 6.2 | 1 |  | 100 | 100 | 0 | 6.2 | 1 |  | 100 | 100 | 0 | 6.2 | 1 |  | 100 | 100 | 0 | 6.2 | 1 |  | 100 | 100 | 0 | 6.2 | 1 |  | 100 | 100 | 0 | 6.2 | 1 |  | 100 | 100 | 0 | 6.2 | 1 |  | 100 | 100 | 0 | 6.2 | 1 |  | 100 | 100 | 0 | 6.2 | 1 | 0 | 100 | 100 | 0 | 6.2 | 1 |  | 100 | 100 | 0 | 6.2 | 1 |  | 100 | 100 | 0 | 6.2 | 1 | 0 | 100 | 100 | 0 | 6.2 | 1 |  | 100 | 100 | 0 | 6.2 | 1 | 0 | 100 | 100 | 0 | 6.2 | 1 | 0 | 100 | 100 | 0 | 6.2 | 1 |  | 100 | 100 | 0 | 6.2 | 1 |  | 100 | 100 | 0 | 6.2 | 1 | 0 | 100 | 100 | 0 | 6.2 | 1 | 0 | 100 | 100 | 0 | 6.2 | 1 |  | 100 | 100 | 0 | 6.2 | 1 |  | 100 | 100 | 0 | 6.2 | 1 |  | 100 | 100 | 0 | 6.2 | 1 |  | 100 | 100 | 0 | 6.2 | 1 |  | 100 | 100 | 0 | 6.2 | 1 |  | 100 | 100 | 0 | 6.2 | 1 |  | 100 | 100 | 0 | 6.2 | 1 |  | 100 | 100 | 0 | 6.2 | 1 |  | 100 | 100 | 0 | 6.2 | 1 |  | 100 | 100 | 0 | 6.2 | 1 |  | 100 | 100 | 0 | 6.2 | 1 |  | 100 | 100 | 0 | 6.2 | 1 |  | 100 | 100 | 0 | 6.2 | 1 |  | 100 | 100 | 0 | 6.2 | 1 |  | 100 | 100 | 0 | 6.2 | 1 |  | 100 | 100 | 0 | 6.2 | 1 |  | 100 | 100 | 0 | 6.2 | 1 |  | 100 | 100 | 0 | 6.2 | 1 |  | 100 | 100 | 0 | 6.2 | 1 |  | 100 | 100 | 0 | 6.2 | 1 |  | 100 | 100 | 0 | 6.2 | 1 |  | 100 | 100 | 0 | 6.2 | 1 |  | 100 | 100 | 0 | 6.2 | 1 |  | 100 | 100 | 0 | 6.2 | 1 |  | 100 | 100 | 0 | 6.2 | 1 |  | 100 | 100 | 0 | 6.2 | 1 | 0 | 100 | 100 | 0 | 6.2 | 1 | 0 | 100 | 100 | 0 | 6.2 | 1 | 0 | 100 | 100 | 0 | 6.2 | 1 | 0 | 100 | 100 | 0 | 6.2 | 1 |  | 100 | 100 | 0 | 6.2 | 1 |  | 100 | 100 | 0 | 6.2 | 1 |  | 100 | 100 | 0 | 6.2 | 1 |  | 100 | 100 | 0 | 6.2 | 1 |  | 100 | 100 | 0 | 6.2 | 1 |  | 100 | 100 | 0 | 6.2 | 1 |  | 100 | 100 | 0 | 6.2 | 1 |  | 100 | 100 | 0 | 6.2 | 1 |  | 100 | 100 | 0 | 6.2 | 1 |  | 100 | 100 | 0 | 6.2 | 1 |  | 100 | 100 | 0 | 6.2 | 1 |  | 100 | 100 | 0 | 6.2 | 1 |  | 100 | 100 | 0 | 6.2 | 1 |  | 100 | 100 | 0 | 6.2 | 1 |  | 100 | 100 | 0 | 6.2 | 1 |  | 100 | 100 | 0 | 6.2 | 1 |  | 100 | 100 | 0 | 6.2 | 1 |  | 100 | 100 | 0 | 6.2 | 1 |  | 100 | 100 | 0 | 6.2 | 1 | 0 | 100 | 100 | 0 | 6.2 | 1 |  | 100 | 100 | 0
7 | Lighting System | [8 empty] | 7 | [5 empty] | 7 | [5 empty] | 7 | [5 empty] | 7 | [5 empty] | 7 |  |  |  |  | 0 | 7 | [5 empty] | 7 |  |  |  |  | 0 | 7 |  |  |  |  | 0 | 7 |  |  |  |  | 0 | 7 |  |  |  |  | 0 | 7 |  |  |  |  | 0 | 7 |  |  |  |  | 0 | 7 |  |  |  |  | 0 | 7 |  |  |  |  | 0 | 7 |  |  |  |  | 0 | 7 |  |  |  |  | 0 | 7 |  |  |  |  | 0 | 7 |  |  |  |  | 0 | 7 |  |  |  |  | 0 | 7 |  |  |  |  | 0 | 7 |  |  |  |  | 0 | 7 |  |  |  |  | 0 | 7 |  |  |  |  | 0 | 7 |  |  |  |  | 0 | 7 |  |  |  |  | 0 | 7 |  |  |  |  | 0 | 7 |  |  |  |  | 0 | 7 |  |  |  |  | 0 | 7 |  |  |  |  | 0 | 7 |  |  |  |  | 0 | 7 |  |  |  |  | 0 | 7 |  |  |  |  | 0 | 7 |  |  |  |  | 0 | 7 |  |  |  |  | 0 | 7 |  |  |  |  | 0 | 7 |  |  |  |  | 0 | 7 |  |  |  |  | 0 | 7 |  |  |  |  | 0 | 7 |  |  |  |  | 0 | 7 |  |  |  |  | 0 | 7 |  |  |  |  | 0 | 7 |  |  |  |  | 0 | 7 |  |  |  |  | 0 | 7 |  |  |  |  | 0 | 7 |  |  |  | 0 | 0 | 7 |  |  |  |  | 0 | 7 |  |  |  | 0 | 0 | 7 |  |  |  |  | 0 | 7 |  |  |  | 0 | 0 | 7 |  |  |  |  | 0 | 7 |  |  |  |  | 0 | 7 |  |  |  |  | 0 | 7 |  |  |  | 0 | 0 | 7 |  |  |  |  | 0 | 7 |  |  | 0 | 0 | 0 | 7 |  |  |  | 0 | 0 | 7 |  |  |  | 0 | 0 | 7 |  |  |  |  | 0 | 7 | [5 empty] | 7 |  |  |  |  | 0 | 7 |  |  |  |  | 0 | 7 |  |  |  |  | 0 | 7 |  |  |  |  | 0 | 7 |  |  |  |  | 0 | 7 |  |  |  |  | 0 | 7 |  |  |  |  | 0 | 7 |  |  |  |  | 0 | 7 |  |  |  |  | 0 | 7 |  |  |  |  | 0 | 7 |  |  |  |  | 0 | 7 |  |  |  |  | 0 | 7 |  |  |  |  | 0 | 7 |  |  |  |  | 0 | 7 |  |  |  |  | 0 | 7 |  |  |  |  | 0 | 7 |  |  |  |  | 0 | 7 |  |  |  |  | 0 | 7 |  |  |  |  | 0 | 7 |  |  |  |  | 0 | 7 |  |  |  |  | 0 | 7 |  |  |  |  | 0 | 7 |  |  |  |  | 0 | 7 |  |  |  |  | 0 | 7 |  |  |  |  | 0 | 7 |  |  |  |  | 0 | 7 |  |  |  |  | 0 | 7 |  |  |  |  | 0 | 7 |  |  |  |  | 0 | 7 |  |  |  |  | 0 | 7 |  |  | 0 |  | 0 | 7 |  |  |  |  | 0 | 7 |  |  |  |  | 0 | 7 |  |  |  |  | 0 | 7 |  |  |  |  | 0 | [5 empty] | 0 | 7 |  |  |  |  | 0 | [5 empty] | 0 | [5 empty] | 0 | 7 |  |  |  |  | 0 | 7 |  |  |  |  | 0 | 7 |  |  |  |  | 0 | 7 |  |  |  |  | 0 | 7 |  |  |  |  | 0 | 7 |  |  |  |  | 0 | 7 |  |  |  |  | 0 | 7 |  |  |  |  | 0 | 7 |  |  |  |  | 0 | 7 |  |  |  |  | 0 | 7 |  |  |  |  | 0 | 7 |  |  |  |  | 0 | 7 |  |  |  |  | 0 | 7 |  |  |  |  | 0 | 7 |  |  |  |  | 0 | 7 |  |  |  |  | 0 | 7 |  |  |  |  | 0 | 7 |  |  |  |  | 0 | 7 |  |  |  |  | 0 | 7 |  |  |  |  | 0 | 7 |  |  |  |  | 0 | 7 |  |  |  |  | 0 | 7 |  |  |  |  | 0 | 7 |  |  |  |  | 0 | 7 |  |  |  |  | 0 | 7 |  |  |  |  | 0 | 7 |  |  |  |  | 0 | 7 |  |  |  |  | 0 | 7 |  |  |  |  | 0 | 7 |  |  |  |  | 0 | 7 |  |  |  |  | 0 | 7 |  |  |  |  | 0 | 7 |  |  |  |  | 0 | 7 |  |  |  |  | 0 | 7 |  |  |  | 0 | 0 | 7 |  |  |  |  | 0 | 7 |  |  |  |  | 0 | 7 |  |  |  |  | 0 | 7 |  |  |  | 0 | 0 | 7 |  |  |  |  | 0 | 7 |  |  |  |  | 0 | 7 |  |  |  |  | 0 | 7 |  |  |  |  | 0 | 7 |  |  |  |  | 0 | 7 |  |  |  |  | 0 | 7 |  |  |  |  | 0 | 7 |  |  |  |  | 0 | 7 |  |  |  |  | 0 | 7 |  |  |  |  | 0 | 7 |  |  |  | 0 | 0 | 7 |  |  |  |  | 0 | 7 |  |  |  | 0 | 0 | 7 |  |  |  |  | 0 | 7 |  |  |  |  | 0 | 7 |  |  |  |  | 0
| Contractor shall supply, install, test and commission new lighting points with lighting fixture includes wiring and raceways connect up to switches includes wiring (size as noted on drawings) routed in exposed PVC conduit/trunks, ceiling rose, termination from both side with all works and necessary fixation accessories required to complete this item. Filling factor of conduits shall not exceed 40%, maximum quantity of 4 wires 4mm2 inside 20mm dia. UPVC conduit |  |  | 7 | [21 empty] | 300 | 0 | [11 empty] | 0 | [11 empty] | 0 | [5 empty] | 0 | [5 empty] | 0 | [5 empty] | 0 | [5 empty] | 0 | [5 empty] | 0 | [5 empty] | 0 | [5 empty] | 0 | [5 empty] | 0 | [5 empty] | 0 | [5 empty] | 0 | [5 empty] | 0 | [5 empty] | 0 | [5 empty] | 0 | [5 empty] | 0 | [5 empty] | 0 | [5 empty] | 0 | [5 empty] | 0 | [5 empty] | 0 | [5 empty] | 0 | [5 empty] | 0 | [5 empty] | 0 | [5 empty] | 0 | [5 empty] | 0 | [5 empty] | 0 | [5 empty] | 0 | [5 empty] | 0 | [5 empty] | 0 | [5 empty] | 0 | [5 empty] | 0 | [5 empty] | 0 | [5 empty] | 0 | [5 empty] | 0 | [5 empty] | 0 | [5 empty] | 0 | [5 empty] | 0 | [5 empty] | 0 | [5 empty] | 0 |  |  |  |  | 0 | 0 | [5 empty] | 0 |  |  |  |  | 0 | 0 | [5 empty] | 0 |  |  |  |  | 0 | 0 | [5 empty] | 0 | [5 empty] | 0 | [5 empty] | 0 | [5 empty] | 0 | [5 empty] | 0 |  |  |  |  | 0 | 0 |  |  |  |  | 0 | 0 |  |  |  |  | 0 | 0 | [5 empty] | 0 | [11 empty] | -75 | [5 empty] | -75 | [5 empty] | -75 | [5 empty] | -75 | [5 empty] | -75 | [5 empty] | -75 | [5 empty] | -75 | [5 empty] | -75 | [5 empty] | 0 | [5 empty] | 0 | [5 empty] | 0 | [5 empty] | 0 | [5 empty] | 0 | [5 empty] | 0 | [5 empty] | 0 | [5 empty] | 0 | [5 empty] | 0 | [5 empty] | 0 | [5 empty] | 0 | [5 empty] | 0 | [5 empty] | 0 | [5 empty] | 0 | [5 empty] | 0 | [5 empty] | 0 | [5 empty] | 0 | [5 empty] | 0 | [5 empty] | 0 | [5 empty] | 0 | [5 empty] | 0 | [5 empty] | 0 |  |  |  | #N/A | [7 empty] | 0 | [5 empty] | 0 | [5 empty] | 0 | [5 empty] | 0 | 7 |  |  |  |  | 0 | [5 empty] | 0 | 7 |  |  |  |  | 0 | 7 |  |  |  |  | 0 | [5 empty] | 0 | [5 empty] | 0 | [5 empty] | 0 | [5 empty] | 0 | [5 empty] | 0 | [5 empty] | 0 | [5 empty] | 0 | [5 empty] | 0 | [5 empty] | 0 | [5 empty] | 0 | [5 empty] | 0 | [5 empty] | 0 | [5 empty] | 0 | [5 empty] | 0 | [5 empty] | 0 | [5 empty] | 0 | [5 empty] | 0 | [5 empty] | 0 | [5 empty] | 0 | [5 empty] | 0 | [5 empty] | 0 | [5 empty] | 0 | [5 empty] | 0 | [5 empty] | 0 | [5 empty] | 0 | [5 empty] | 0 | [5 empty] | 0 | [5 empty] | 0 | [5 empty] | 0 | [5 empty] | 0 | [5 empty] | 0 | [5 empty] | 0 | [5 empty] | 0 | 7.1 | 12 | 0 | 75 | 900 | 75 |  |  |  |  | 0 | 0 | [5 empty] | 0 | [5 empty] | 0 | [5 empty] | 0 |  |  |  |  | 0 | 0 | [5 empty] | 0 | [5 empty] | 0 | [5 empty] | 0 | [5 empty] | 0 | [5 empty] | 0 | [5 empty] | 0 | [5 empty] | 0 | [5 empty] | 0 | [5 empty] | 0 | [5 empty] | 0 |  |  |  |  | 0 | 0 | [5 empty] | 0 |  |  |  |  | 0 | 0 | [5 empty] | 0 | [5 empty] | 0 | [5 empty] | 0
7.1 | Internal lighting point with Internal lighting Fixture |  | 75 | 7.1 | 6 |  | 75 | 450 | 0 | 7.1 | 7 |  | 75 | 525 | 0 | 7.1 | 6 |  | 75 | 450 | 0 | 7.1 | 4 |  | 75 | 100 | 0 | 7.1 | 6 |  | 75 | 450 | 0 | 7.1 | 6 |  | 75 | 450 | 0 | 7.1 | 6 |  | 75 | 450 | 0 | 7.1 | 5 |  | 75 | 375 | 0 | 7.1 | 4 |  | 75 | 300 | 0 | 7.1 | 7 |  | 75 | 525 | 0 | 7.1 | 5 |  | 75 | 375 | 0 | 7.1 | 6 |  | 75 | 450 | 0 | 7.1 | 6 |  | 75 | 450 | 0 | 7.1 | 6 |  | 75 | 450 | 0 | 7.1 | 6 |  | 75 | 450 | 0 | 7.1 | 6 |  | 75 | 450 | 0 | 7.1 | 6 |  | 75 | 450 | 0 | 7.1 | 6 |  | 75 | 450 | 0 | 7.1 | 6 |  | 75 | 450 | 0 | 7.1 | 5 |  | 75 | 375 | 0 | 7.1 | 5 |  | 75 | 375 | 0 | 7.1 | 6 |  | 75 | 450 | 0 | 7.1 | 7 |  | 75 | 525 | 0 | 7.1 | 6 |  | 75 | 450 | 0 | 7.1 | 6 |  | 75 | 450 | 0 | 7.1 | 3 |  | 75 | 225 | 0 | 7.1 | 5 |  | 75 | 375 | 0 | 7.1 | 5 |  | 75 | 375 | 0 | 7.1 | 6 |  | 75 | 450 | 0 | 7.1 | 6 |  | 75 | 450 | 0 | 7.1 | 8 |  | 75 | 600 | 0 | 7.1 | 5 |  | 75 | 375 | 0 | 7.1 | -130 |  | 75 | -9750 | 0 | 7.1 | 6 |  | 75 | 450 | 0 | 7.1 | 7 |  | 75 | 525 | 0 | 7.1 | 6 |  | 75 | 450 | 0 | 7.1 | 7 |  | 75 | 525 | 0 | 7.1 | 6 |  | 75 | 450 | 0 | 7.1 | 7 |  | 75 | 525 | 0 | 7.1 | 6 |  | 75 | 450 | 0 | 7.1 | 6 |  | 75 | 450 | 0 | 7.1 | 6 |  | 75 | 450 | 0 | 7.1 | 5 |  | 75 | 375 | 0 | 7.1 | 6 |  | 75 | 450 | 0 | 7.1 | 6 |  | 75 | 450 | 0 | 7.1 | 5 |  | 75 | 375 | 0 | 7.1 | 6 |  | 75 | 450 | 0 | 7.1 | 6 |  | 75 | 450 | 0 | 7.1 | 5 |  | 75 | 375 | 0 | 7.1 | 6 |  | 75 | 450 | 0 | 7.1 | 12 | 0 | 75 | 900 | 0 | 7.1 | 6 | 0 | 75 | 450 | 0 | 7.1 | 7 | 0 | 75 | 525 | 0 | 7.1 | 6 |  | 75 | 450 | 0 | 7.1 | 6 |  | 75 | 450 | 0 | 7.1 | 5 |  | 75 | 375 | 0 | 7.1 | 6 |  | 75 | 450 |  | 7.1 | 4 |  | 75 | 300 | 0 | 7.1 | 6 |  | 75 | 450 | 0 | 7.1 | 6 |  | 75 | 450 |  | 7.1 | 7 |  | 75 | 525 | -25 | 7.1 | 7 | 0 | 75 | 525 | -25 | 7.1 | 6 |  | 75 | 450 | -25 | 7.1 | 12 | 0 | 75 | 900 | -25 | 7.1 | 6 |  | 75 | 450 | -25 | 7.1 | 11 | 0 | 75 | 825 | -25 | 7.1 | 10 | 0 | 75 | 750 | -25 | 7.1 | 17 | 0 | 75 | 1275 | -25 | 7.1 | 6 |  | 75 | 450 | 0 | 7.1 | 6 |  | 75 | 450 | 0 | 7.1 | 3 |  | 75 | 225 | 0 | 7.1 | 6 |  | 75 | 450 | 0 | 7.1 | 5 |  | 75 | 375 | 0 | 7.1 | 6 |  | 75 | 450 | 0 | 7.1 | 6 |  | 75 | 450 | 0 | 7.1 | 6 |  | 75 | 450 | 0 | 7.1 | 6 |  | 75 | 450 | 0 | 7.1 | 6 |  | 75 | 450 | 0 | 7.1 | 6 |  | 75 | 450 | 0 | 7.1 | 6 |  | 75 | 450 | 0 | 7.1 | 5 |  | 75 | 375 | 0 | 7.1 | 11 |  | 75 | 825 | 0 | 7.1 | 6 |  | 75 | 450 | 0 | 7.1 | 6 |  | 75 | 450 | 0 | 7.1 | 7 |  | 75 | 525 | 0 | 7.1 | 9 |  | 75 | 675 | 0 | 7.1 | 9 |  | 75 | 675 | 0 | 7.1 | 6 |  | 75 | 450 | 0 | 7.1 | 7 |  | 75 | 525 | 0 | 7.1 | 6 |  | 75 | 450 | 0 | 7.1 | 6 |  | 75 | 450 | 0 | 7.1 | 6 |  | 75 | 450 | 0 | 7.1 | 15 | 0 | 75 | 1125 | 0 | 7.1 | 6 |  | 75 | 450 | 0 | 7.1 | 6 |  | 75 | 450 | 0 | 7.1 | 12 | 0 | 75 | 900 | 0 | 7.1 | 6 |  | 75 | 450 | 0 | 7.1 | 13 | 0 | 75 | 975 | 0 | 7.1 | 10 | 0 | 75 | 750 | 0 | 7.1 | 6 |  | 75 | 450 | 0 | 7.1 | 6 |  | 75 | 450 | 0 | 7.1 | 8 | 0 | 75 | 600 | 0 | 7.1 | 10 | 0 | 75 | 750 | 0 | 7.1 | 6 |  | 75 | 450 | 0 | 7.1 | 6 |  | 75 | 450 | 0 | 7.1 | 6 |  | 75 | 450 | 0 | 7.1 | 6 |  | 75 | 450 | 0 | 7.1 | 2 |  | 75 | 150 | 0 | 7.1 | 6 |  | 75 | 450 | 0 | 7.1 | 6 |  | 75 | 450 | 0 | 7.1 | 6 |  | 75 | 450 | 0 | 7.1 | 5 |  | 75 | 375 | 0 | 7.1 | 6 |  | 75 | 450 | 0 | 7.1 | 6 |  | 75 | 450 | 0 | 7.1 | 6 |  | 75 | 450 | 0 | 7.1 | 6 |  | 75 | 450 | 0 | 7.1 | 6 |  | 75 | 450 | 0 | 7.1 | 6 |  | 75 | 450 | 0 | 7.1 | 6 |  | 75 | 450 | 0 | 7.1 | 5 |  | 75 | 375 | 0 | 7.1 | 6 |  | 75 | 450 | 0 | 7.1 | 7 |  | 75 | 525 | 0 | [6 empty] | 7.1 | 6 |  | 75 | 450 | 0 | 7.1 | 6 |  | 75 | 450 | 0 | 7.1 | 8 |  | 75 | 600 | 0 | 7.1 | 6 |  | 75 | 450 | 0 | 7.1 | 5 |  | 75 | 375 | 0 | 7.1 | 7 |  | 75 | 525 | 0 | 7.1 | 12 | 0 | 75 | 900 | 0 | 7.1 | 10 | 0 | 75 | 750 | 0 | 7.1 | 7 | 0 | 75 | 525 | 0 | 7.2 | 2 | 0 | 100 | 200 | 25 | 7.1 | 5 |  | 75 | 375 | 0 | 7.1 | 7 |  | 75 | 525 | 0 | 7.1 | 7 |  | 75 | 525 | 0 | 7.1 | 5 |  | 75 | 375 | 0 | 7.1 | 6 |  | 75 | 450 | 0 | 7.1 | 6 |  | 75 | 450 | 0 | 7.1 | 5 |  | 75 | 375 | 0 | 7.1 | 7 |  | 75 | 525 | 0 | 7.1 | 7 |  | 75 | 525 | 0 | 7.1 | 6 |  | 75 | 450 | 0 | 7.1 | 7 |  | 75 | 525 | 0 | 7.1 | 6 |  | 75 | 450 | 0 | 7.1 | 8 |  | 75 | 600 | 0 | 7.1 | 8 |  | 75 | 600 | 0 | 7.1 | 8 |  | 75 | 600 | 0 | 7.1 | 7 |  | 75 | 525 | 0 | 7.1 | 6 |  | 75 | 450 | 0 | 7.1 | 6 |  | 75 | 450 | 0 | 7.1 | 8 |  | 75 | 600 | 0 | 7.1 | 7 | 0 | 75 | 525 | 0 | 7.1 | 6 |  | 75 | 450 | 0
7.2 | External lighting point with External lighting Fixture |  | 100 | 7.2 | 1 |  | 100 | 100 | 0 | 7.2 | 1 |  | 100 | 100 | 0 | 7.2 | 1 |  | 100 | 100 | 0 | 7.2 | 1 |  | 100 |  | 0 | 7.2 | 1 |  | 100 | 100 | 0 | 7.2 | 1 |  | 100 | 100 | 0 | 7.2 | 1 |  | 100 | 100 | 0 | 7.2 | 1 |  | 100 | 100 | 0 | 7.2 | 1 |  | 100 | 100 | 0 | 7.2 | 1 |  | 100 | 100 | 0 | 7.2 | 1 |  | 100 | 100 | 0 | 7.2 | 1 |  | 100 | 100 | 0 | 7.2 | 1 |  | 100 | 100 | 0 | 7.2 | 1 |  | 100 | 100 | 0 | 7.2 | 1 |  | 100 | 100 | 0 | 7.2 | 1 |  | 100 | 100 | 0 | 7.2 | 1 |  | 100 | 100 | 0 | 7.2 | 1 |  | 100 | 100 | 0 | 7.2 | 1 |  | 100 | 100 | 0 | 7.2 | 1 |  | 100 | 100 | 0 | 7.2 | 1 |  | 100 | 100 | 0 | 7.2 | 1 |  | 100 | 100 | 0 | 7.2 | 1 |  | 100 | 100 | 0 | 7.2 | 1 |  | 100 | 100 | 0 | 7.2 | 1 |  | 100 | 100 | 0 | 7.2 | 1 |  | 100 | 100 | 0 | 7.2 | 1 |  | 100 | 100 | 0 | 7.2 | 1 |  | 100 | 100 | 0 | 7.2 | 1 |  | 100 | 100 | 0 | 7.2 | 1 |  | 100 | 100 | 0 | 7.2 | 1 |  | 100 | 100 | 0 | 7.2 | 1 |  | 100 | 100 | 0 | 7.2 | -114 |  | 100 | -11400 | 0 | 7.2 | 1 |  | 100 | 100 | 0 | 7.2 | 1 |  | 100 | 100 | 0 | 7.2 | 1 |  | 100 | 100 | 0 | 7.2 | 1 |  | 100 | 100 | 0 | 7.2 | 1 |  | 100 | 100 | 0 | 7.2 | 1 |  | 100 | 100 | 0 | 7.2 | 1 |  | 100 | 100 | 0 | 7.2 | 1 |  | 100 | 100 | 0 | 7.2 | 1 |  | 100 | 100 | 0 | 7.2 | 1 |  | 100 | 100 | 0 | 7.2 | 1 |  | 100 | 100 | 0 | 7.2 | 1 |  | 100 | 100 | 0 | 7.2 | 1 |  | 100 | 100 | 0 | 7.2 | 1 |  | 100 | 100 | 0 | 7.2 | 1 |  | 100 | 100 | 0 | 7.2 | 1 |  | 100 | 100 | 0 | 7.2 | 1 |  | 100 | 100 | 0 | 7.2 | 2 | 0 | 100 | 200 | 0 | 7.2 | 2 | 0 | 100 | 200 | 0 | 7.2 | 2 | 0 | 100 | 200 | 0 | 7.2 | 1 |  | 100 | 100 | 0 | 7.2 | 1 |  | 100 | 100 | 0 | 7.2 | 1 |  | 100 | 100 | 0 | 7.2 | 1 |  | 100 | 100 | 0 | 7.2 | 1 |  | 100 | 100 | 0 | 7.2 | 1 |  | 100 | 100 | 0 | 7.2 | 1 |  | 100 | 100 |  | 7.2 | 1 |  | 100 | 100 | 100 | 7.2 | 3 | 0 | 100 | 300 | 100 | 7.2 | 1 |  | 100 | 100 | 100 | 7.2 | 4 | 0 | 100 | 400 | 100 | 7.2 | 1 |  | 100 | 100 | 100 | 7.2 | 3 | 0 | 100 | 300 | 100 | 7.2 | 3 | 0 | 100 | 300 | 100 | 7.2 | 2 | 0 | 100 | 200 | 100 | 7.2 | 1 |  | 100 | 100 | 0 | 7.2 | 1 |  | 100 | 100 | 0 | 7.2 | 1 |  | 100 | 100 | 0 | 7.2 | 1 |  | 100 | 100 | 0 | 7.2 | 1 |  | 100 | 100 | 0 | 7.2 | 1 |  | 100 | 100 | 0 | 7.2 | 1 |  | 100 | 100 | 0 | 7.2 | 1 |  | 100 | 100 | 0 | 7.2 | 1 |  | 100 | 100 | 0 | 7.2 | 1 |  | 100 | 100 | 0 | 7.2 | 1 |  | 100 | 100 | 0 | 7.2 | 1 |  | 100 | 100 | 0 | 7.2 | 1 |  | 100 | 100 | 0 | 7.2 | 1 |  | 100 | 100 | 0 | 7.2 | 1 |  | 100 | 100 | 0 | 7.2 | 1 |  | 100 | 100 | 0 | 7.2 | 2 |  | 100 | 200 | 0 | 7.2 | 1 |  | 100 | 100 | 0 | 7.2 | 1 |  | 100 | 100 | 0 | 7.2 | 1 |  | 100 | 100 | 0 | 7.2 | 2 |  | 100 | 200 | 0 | 7.2 | 1 |  | 100 | 100 | 0 | 7.2 | 1 |  | 100 | 100 | 0 | 7.2 | 1 |  | 100 | 100 | 0 | 7.2 | 3 | 0 | 100 | 300 | 0 | 7.2 | 1 |  | 100 | 100 | 0 | 7.2 | 1 |  | 100 | 100 | 0 | 7.2 | 4 | 0 | 100 | 400 | 0 | 7.2 | 1 |  | 100 | 100 | 0 | 7.2 | 3 | 0 | 100 | 300 | 0 | 7.2 | 3 | 0 | 100 | 300 | 0 | 7.2 | 1 |  | 100 | 100 | 0 | 7.2 | 1 |  | 100 | 100 | 0 | 7.2 | 3 | 0 | 100 | 300 | 0 | 7.2 | 3 | 0 | 100 | 300 | 0 | 7.2 | 1 |  | 100 | 100 | 0 | 7.2 | 1 |  | 100 | 100 | 0 | 7.2 | 1 |  | 100 | 100 | 0 | 7.2 | 1 |  | 100 | 100 | 0 | 7.2 | 1 |  | 100 | 100 | 0 | 7.2 | 1 |  | 100 | 100 | 0 | 7.2 | 1 |  | 100 | 100 | 0 | 7.2 | 1 |  | 100 | 100 | 0 | 7.2 | 1 |  | 100 | 100 | 0 | 7.2 | 1 |  | 100 | 100 | 0 | 7.2 | 1 |  | 100 | 100 | 0 | 7.2 | 1 |  | 100 | 100 | 0 | 7.2 | 1 |  | 100 | 100 | 0 | 7.2 | 1 |  | 100 | 100 | 0 | 7.2 | 1 |  | 100 | 100 | 0 | 7.2 | 1 |  | 100 | 100 | 0 | 7.2 | 1 |  | 100 | 100 | 0 | 7.2 | 1 |  | 100 | 100 | 0 | 7.2 | 1 |  | 100 | 100 | 0 | 7.2 | 1 |  | 100 | 100 | 0 | 7.2 | 1 |  | 100 | 100 | 0 | 7.2 | 1 |  | 100 | 100 | 0 | 7.2 | 1 |  | 100 | 100 | 0 | 7.2 | 1 |  | 100 | 100 | 0 | 7.2 | 1 |  | 100 | 100 | 0 | 7.2 | 1 |  | 100 | 100 | 0 | 7.2 | 3 | 0 | 100 | 300 | 0 | 7.2 | 3 | 0 | 100 | 300 | 0 | 7.2 | 5 | 0 | 100 | 500 | 0 | [5 empty] | -100 | 7.2 | 1 |  | 100 | 100 | 0 | 7.2 | 1 |  | 100 | 100 | 0 | 7.2 | 1 |  | 100 | 100 | 0 | 7.2 | 1 |  | 100 | 100 | 0 | 7.2 | 1 |  | 100 | 100 | 0 | 7.2 | 1 |  | 100 | 100 | 0 | 7.2 | 1 |  | 100 | 100 | 0 | 7.2 | 1 |  | 100 | 100 | 0 | 7.2 | 1 |  | 100 | 100 | 0 | 7.2 | 1 |  | 100 | 100 | 0 | 7.2 | 1 |  | 100 | 100 | 0 | 7.2 | 1 |  | 100 | 100 | 0 | 7.2 | 1 |  | 100 | 100 | 0 | 7.2 | 1 |  | 100 | 100 | 0 | 7.2 | 1 |  | 100 | 100 | 0 | 7.2 | 1 |  | 100 | 100 | 0 | 7.2 | 1 |  | 100 | 100 | 0 | 7.2 | 1 |  | 100 | 100 | 0 | 7.2 | 1 |  | 100 | 100 | 0 | 7.2 | 2 | 0 | 100 | 200 | 0 | 7.2 | 1 |  | 100 | 100 | 0
8 | Lighting Switch |  |  | 8 | [5 empty] | 8 | [5 empty] | 8 | [5 empty] | 8 |  |  |  |  | 0 | 8 | [5 empty] | 8 |  |  |  |  | 0 | 8 | [5 empty] | 8 |  |  |  |  | 0 | 8 |  |  |  |  | 0 | 8 |  |  |  |  | 0 | 8 |  |  |  |  | 0 | 8 |  |  |  |  | 0 | 8 |  |  |  |  | 0 | 8 |  |  |  |  | 0 | 8 |  |  |  |  | 0 | 8 |  |  |  |  | 0 | 8 |  |  |  |  | 0 | 8 |  |  |  |  | 0 | 8 |  |  |  |  | 0 | 8 |  |  |  |  | 0 | 8 |  |  |  |  | 0 | 8 |  |  |  |  | 0 | 8 |  |  |  |  | 0 | 8 |  |  |  |  | 0 | 8 |  |  |  |  | 0 | 8 |  |  |  |  | 0 | 8 |  |  |  |  | 0 | 8 |  |  |  |  | 0 | 8 |  |  |  |  | 0 | 8 |  |  |  |  | 0 | 8 |  |  |  |  | 0 | 8 |  |  |  |  | 0 | 8 |  |  |  |  | 0 | 8 |  |  |  |  | 0 | 8 |  |  |  |  | 0 | 8 |  |  |  |  | 0 | 8 |  |  |  |  | 0 | 8 |  |  |  |  | 0 | 8 |  |  |  |  | 0 | 8 |  |  |  |  | 0 | 8 |  |  |  |  | 0 | 8 |  |  |  |  | 0 | 8 |  |  |  |  | 0 | 8 |  |  |  |  | 0 | 8 |  |  |  |  | 0 | 8 |  |  |  | 0 | 0 | 8 |  |  |  |  | 0 | 8 |  |  |  | 0 | 0 | 8 |  |  |  |  | 0 | 8 |  |  |  | 0 | 0 | 8 |  |  |  |  | 0 | 8 |  |  |  |  | 0 | 8 |  |  |  |  | 0 | 8 |  |  |  | 0 | 0 | 8 |  |  |  |  | 0 | 8 |  |  |  | 0 | 0 | 8 |  |  |  | 0 | 0 | 8 |  |  |  | 0 | 0 | 8 |  |  |  |  | 0 | 8 | [5 empty] | 8 |  |  |  |  | 0 | 8 |  |  |  |  | 0 | 8 |  |  |  |  | 0 | 8 |  |  |  |  | 0 | 8 |  |  |  |  | 0 | 8 |  |  |  |  | 0 | 8 |  |  |  |  | 0 | [5 empty] | 0 | 8 |  |  |  |  | 0 | 8 |  |  |  |  | 0 | 8 |  |  |  |  | 0 | 8 |  |  |  |  | 0 | 8 |  |  |  |  | 0 | 8 |  |  |  |  | 0 | 8 |  |  |  |  | 0 | 8 |  |  |  |  | 0 | 8 |  |  |  |  | 0 | 8 |  |  |  |  | 0 | 8 |  |  |  |  | 0 | 8 |  |  |  |  | 0 | 8 |  |  |  |  | 0 | 8 |  |  |  |  | 0 | 8 |  |  |  |  | 0 | 8 |  |  |  |  | 0 | 8 |  |  |  |  | 0 | [5 empty] | 0 | 8 |  |  |  |  | 0 | 8 |  |  |  |  | 0 | 8 |  |  |  |  | 0 | 8 |  |  |  |  | 0 | 8 |  |  | 0 |  | 0 | 8 |  |  |  |  | 0 | 8 |  |  |  |  | 0 | 8 |  |  |  |  | 0 | 8 |  |  |  |  | 0 | [5 empty] | 0 | 8 |  |  |  |  | 0 | [5 empty] | 0 | [5 empty] | 0 | 8 |  |  |  |  | 0 | 8 |  |  |  |  | 0 | 8 |  |  |  |  | 0 | [5 empty] | 0 | 8 |  |  |  |  | 0 | 8 |  |  |  |  | 0 | 8 |  |  |  |  | 0 | 8 |  |  |  |  | 0 | 8 |  |  |  |  | 0 | 8 |  |  |  |  | 0 | 8 |  |  |  |  | 0 | 8 |  |  |  |  | 0 | 8 |  |  |  |  | 0 | 8 |  |  |  |  | 0 | 8 |  |  |  |  | 0 | 8 |  |  |  |  | 0 | 8 |  |  |  |  | 0 | 8 |  |  |  |  | 0 | 8 |  |  |  |  | 0 | 8 |  |  |  |  | 0 | 8 |  |  |  |  | 0 | 8 |  |  |  |  | 0 | 8 |  |  |  |  | 0 | 8 |  |  |  |  | 0 | 8 |  |  |  |  | 0 | 8 |  |  |  |  | 0 | 8 |  |  |  |  | 0 | 8 |  |  |  |  | 0 | 8 |  |  |  |  | 0 | 8 |  |  |  |  | 0 | 8 |  |  |  |  | 0 | 8 |  |  |  |  | 0 | 8 |  |  |  |  | 0 | 8 |  |  |  |  | 0 | 8 |  |  |  | 0 | 0 | 8 |  |  |  |  | 0 | 8 |  |  |  |  | 0 | 8 |  |  |  |  | 0 | 8 |  |  |  | 0 | 0 | 8 |  |  |  |  | 0 | 8 |  |  |  |  | 0 | 8 |  |  |  |  | 0 | 8 |  |  |  |  | 0 | 8 |  |  |  |  | 0 | 8 |  |  |  |  | 0 | 8 |  |  |  |  | 0 | 8 |  |  |  |  | 0 | 8 |  |  |  |  | 0 | 8 |  |  |  |  | 0 | 8 |  |  |  | 0 | 0 | 8 |  |  |  |  | 0 | 8 |  |  |  | 0 | 0 | [5 empty] | 0 | 8 |  |  |  |  | 0 | 8 |  |  |  |  | 0
| Contractor shall supply, install, test and commission new switch includes wiring and raceways connect up to distribution board, includes wiring (size as noted on drawings) routed in exposed PVC conduit/trunks, backboxes, termination from both side with all works and necessary fixation accessories required to complete this item. Filling factor of conduits shall not exceed 40%, maximum quantity of 7 wires 2.5mm2 inside 20mm dia. UPVC conduit | [24 empty] | 75 | 0 | [11 empty] | 0 | [11 empty] | 0 | [5 empty] | 0 | [5 empty] | 0 | [5 empty] | 0 | [5 empty] | 0 | [5 empty] | 0 | [5 empty] | 0 | [5 empty] | 0 | [5 empty] | 0 | [5 empty] | 0 | [5 empty] | 0 | [5 empty] | 0 | [5 empty] | 0 | [5 empty] | 0 | [5 empty] | 0 | [5 empty] | 0 | [5 empty] | 0 | [5 empty] | 0 | [5 empty] | 0 | [5 empty] | 0 | [5 empty] | 0 | [5 empty] | 0 | [5 empty] | 0 | [5 empty] | 0 | [5 empty] | 0 | [5 empty] | 0 | [5 empty] | 0 | [5 empty] | 0 | [5 empty] | 0 | [5 empty] | 0 | [5 empty] | 0 | [5 empty] | 0 | [5 empty] | 0 | [5 empty] | 0 | [5 empty] | 0 | [5 empty] | 0 | [5 empty] | 0 | [5 empty] | 0 |  |  |  |  | 0 | 0 | [5 empty] | 0 |  |  |  |  | 0 | 0 | [5 empty] | 0 |  |  |  |  | 0 | 0 | [5 empty] | 0 | [5 empty] | 0 | [5 empty] | 0 | [5 empty] | 0 | [5 empty] | 0 |  |  |  |  | 0 | 0 |  |  |  |  | 0 | 0 |  |  |  |  | 0 | 0 | [5 empty] | 0 | [11 empty] | -15 | [5 empty] | -15 | [5 empty] | -15 | [5 empty] | -15 | [5 empty] | -15 | [5 empty] | -15 | [5 empty] | -15 | 8 |  |  |  |  | -15 | [5 empty] | 0 | [5 empty] | 0 | [5 empty] | 0 | [5 empty] | 0 | [5 empty] | 0 | [5 empty] | 0 | [5 empty] | 0 | [5 empty] | 0 | [5 empty] | 0 | [5 empty] | 0 | [5 empty] | 0 | [5 empty] | 0 | [5 empty] | 0 | [5 empty] | 0 | [5 empty] | 0 | [5 empty] | 0 | [5 empty] | 0 | 8 |  |  |  |  | 0 | [5 empty] | 0 | [5 empty] | 0 | [5 empty] | 0 | [5 empty] | 0 | [11 empty] | 0 | [5 empty] | 0 | [5 empty] | 0 | [5 empty] | 0 | 8 |  |  |  |  | 0 | [5 empty] | 0 | 8 |  |  |  |  | 0 | 8 |  |  |  |  | 0 | [5 empty] | 0 | [5 empty] | 0 | [5 empty] | 0 | 8 |  |  |  |  | 0 | [5 empty] | 0 | [5 empty] | 0 | [5 empty] | 0 | [5 empty] | 0 | [5 empty] | 0 | [5 empty] | 0 | [5 empty] | 0 | [5 empty] | 0 | [5 empty] | 0 | [5 empty] | 0 | [5 empty] | 0 | [5 empty] | 0 | [5 empty] | 0 | [5 empty] | 0 | [5 empty] | 0 | [5 empty] | 0 | [5 empty] | 0 | [5 empty] | 0 | [5 empty] | 0 | [5 empty] | 0 | [5 empty] | 0 | [5 empty] | 0 | [5 empty] | 0 | [5 empty] | 0 | [5 empty] | 0 | [5 empty] | 0 | [5 empty] | 0 | [5 empty] | 0 | [5 empty] | 0 | [5 empty] | 0 |  |  |  |  | 0 | 0 | [5 empty] | 0 | [5 empty] | 0 | [5 empty] | 0 | [5 empty] | 0 | [5 empty] | 0 | [5 empty] | 0 | [5 empty] | 0 | [5 empty] | 0 | [5 empty] | 0 | [5 empty] | 0 | [5 empty] | 0 | [5 empty] | 0 | [5 empty] | 0 | [5 empty] | 0 |  |  |  |  | 0 | 0 | [5 empty] | 0 |  |  |  |  | 0 | 0 | 8 |  |  |  |  | 0 | [5 empty] | 0 | [5 empty] | 0
8.1 | 10Amp one way one‐Gang switch |  | 15 | [12 empty] | 8.1 | 0 |  | 15 | 0 | 0 | [66 empty] | 8.3 | 7 |  | 15 | 105 | 0 | [12 empty] | 8.1 | 0 |  | 15 | 0 | 0 | [6 empty] | 8.1 | 0 |  | 15 | 0 | 0 | [12 empty] | 8.1 | 0 |  | 15 | 0 | 0 | [42 empty] | 8.1 | 0 |  | 15 | 0 | 0 | 8.1 | 0 |  | 15 | 0 | 0 | 8.1 | 20 |  | 15 | 300 | 0 | 8.1 | 0 |  | 15 | 0 | 0 | 8.1 | 0 |  | 15 | 0 | 0 | 8.1 | 0 |  | 15 |  | 0 | 8.1 | 0 |  | 15 | 0 | 0 | 8.1 | 0 |  | 15 | 0 | 0 | 8.1 | 0 |  | 15 | 0 | 0 | 8.1 | 0 |  | 15 | 0 | 0 | 8.1 | 0 |  | 15 | 0 | 0 | 8.1 | 0 |  | 15 |  | 0 | 8.1 | 0 |  | 15 | 0 | 0 | 8.1 | 0 |  | 15 | 0 | 0 | 8.1 | 0 |  | 15 | 0 | 0 | 8.1 | 0 |  | 15 | 0 | 0 | 8.1 | 0 |  | 15 |  | 0 | 8.1 | 0 |  | 15 | 0 | 0 | [6 empty] | 8.1 | 0 |  | 15 | 0 | 0 | 8.1 | 4 | 0 | 15 | 60 | 0 | 8.1 | 3 | 0 | 15 | 45 | 0 | 8.1 | 3 | 0 | 15 | 45 | 0 | 8.1 | 0 |  | 15 | 0 | 0 | 8.1 | 0 |  | 15 | 0 | 0 | 8.1 | 0 |  | 15 | 0 | 0 | 8.1 | 0 |  | 15 | 0 | 0 | 8.1 | 1 |  | 15 | 15 | 0 | [18 empty] | 8.1 | 2 | 0 | 15 | 30 | -3 | [6 empty] | 8.1 | 4 | 0 | 15 | 60 | -3 | 8.1 | 0 |  | 15 | 0 | -3 | 8.1 | 4 | 0 | 15 | 60 | -3 | 8.1 | 2 | 0 | 15 | 30 | -3 | 8.1 | 4 | 0 | 15 | 60 | -3 | [54 empty] | 8.1 | 0 |  | 15 | 0 | 0 | [18 empty] | 8.1 | 1 |  | 15 | 15 | 0 | [18 empty] | 8.1 | 0 |  | 15 | 0 | 0 | 8.1 | 0 |  | 15 | 0 | 0 | [12 empty] | 8.1 | 0 |  | 15 | 0 | 0 | [12 empty] | 8.1 | 4 | 0 | 15 | 60 | 0 | [6 empty] | 8.1 | 0 |  | 15 | 0 | 0 | 8.1 | 4 | 0 | 15 | 60 | 0 | 8.1 | 0 |  | 15 | 0 | 0 | 8.1 | 3 | 0 | 15 | 45 | 0 | 8.1 | 2 | 0 | 15 | 30 | 0 | 8.1 | 0 |  | 15 | 0 | 0 | 8.1 | 0 |  | 15 | 0 | 0 | 8.1 | 4 | 0 | 15 | 60 | 0 | 8.1 | 2 | 0 | 15 | 30 | 0 | 8.1 | 0 |  | 15 | 0 | 0 | [6 empty] | 8.1 | 0 |  | 15 | 0 | 0 | 8.1 | 0 |  | 15 | 0 | 0 | 8.1 | 0 |  | 15 | 0 | 0 | 8.1 | 0 |  | 15 | 0 | 0 | 8.1 | 0 |  | 15 | 0 | 0 | 8.1 | 0 |  | 15 | 0 | 0 | [60 empty] | 8.1 | 0 |  | 15 | 0 | 0 | [12 empty] | 8.1 | 0 |  | 15 | 0 | 0 | 8.1 | 0 |  | 15 | 0 | 0 | 8.1 | 0 |  | 15 | 0 | 0 | [6 empty] | 8.1 | 0 |  | 15 | 0 | 0 | 8.1 | 4 | 0 | 15 | 60 | 0 | 8.1 | 2 | 0 | 15 | 30 | 0 | 8.1 | 2 | 0 | 15 | 30 | 0 | 8.1 | 4 | 0 | 15 | 60 | 0 | 8.1 | 0 |  | 15 | 0 | 0 | 8.1 | 0 |  | 15 | 0 | 0 | 8.1 | 0 |  | 15 | 0 | 0 | 8.1 | 0 |  | 15 | 0 | 0 | 8.1 | 0 |  | 15 | 0 | 0 | 8.1 | 0 |  | 15 | 0 | 0 | 8.1 | 0 |  | 15 | 0 | 0 | 8.1 | 0 |  | 15 | 0 | 0 | 8.1 | 0 |  | 15 | 0 | 0 | 8.1 | 0 |  | 15 | 0 | 0 | 8.1 | 0 |  | 15 | 0 | 0 | 8.1 | 0 |  | 15 | 0 | 0 | 8.1 | 0 |  | 15 | 0 | 0 | 8.1 | 0 |  | 15 | 0 | 0 | 8.1 | 0 |  | 15 | 0 | 0 | 8.1 | 0 |  | 15 | 0 | 0 | 8.1 | 0 |  | 15 |  | 0 | 8.1 | 0 |  | 15 | 0 | 0 | 8.1 | 0 |  | 15 | 0 | 0 | 8.1 | 4 | 0 | 15 | 60 | 0 | 8.1 | 0 |  | 15 | 0 | 0
8.2 | 10Amp one way one‐Gang switch, Weatherproof type. |  | 18 | [12 empty] | 8.2 | 0 |  | 18 | 0 | 0 | [72 empty] | 8.2 | 7 |  | 18 | 126 | 0 | [6 empty] | 8.2 | 0 |  | 18 | 0 | 0 | [6 empty] | 8.2 | 0 |  | 18 | 0 | 0 | [12 empty] | 8.2 | 0 |  | 18 | 0 | 0 | [42 empty] | 8.2 | 2 |  | 18 | 36 | 0 | 8.2 | 0 |  | 18 | 0 | 0 | 8.2 | 20 |  | 18 | 360 | 0 | 8.2 | 0 |  | 18 | 0 | 0 | 8.2 | 3 |  | 18 | 54 | 0 | 8.2 | 2 |  | 18 | 36 | 0 | 8.2 | 0 |  | 18 | 0 | 0 | 8.2 | 2 |  | 18 | 36 | 0 | 8.2 | 1 |  | 18 | 18 | 0 | 8.2 | 0 |  | 18 | 0 | 0 | 8.2 | 0 |  | 18 | 0 | 0 | 8.2 | 0 |  | 18 |  | 0 | 8.2 | 0 |  | 18 | 0 | 0 | 8.2 | 0 |  | 18 | 0 | 0 | 8.2 | 2 |  | 18 | 36 | 0 | 8.2 | 0 |  | 18 | 0 | 0 | 8.2 | 0 |  | 18 |  | 0 | 8.2 | 0 |  | 18 | 0 | 0 | [6 empty] | 8.2 | 2 |  | 18 | 36 | 0 | [18 empty] | 8.2 | 2 |  | 18 | 36 | 0 | 8.2 | 0 |  | 18 | 0 | 0 | 8.2 | 0 |  | 18 | 0 | 0 | 8.2 | 2 |  | 18 | 36 | 0 | 8.2 | 0 |  | 18 | 0 | 0 | [36 empty] | 8.2 | 0 |  | 18 | 0 | 3 | [72 empty] | 8.2 | 0 |  | 18 | 0 | 0 | [42 empty] | 8.2 | 0 |  | 18 | 0 | 0 | 8.2 | 0 |  | 18 | 0 | 0 | [6 empty] | 8.2 | 2 |  | 18 | 36 | 0 | 8.2 | 0 |  | 18 | 0 | 0 | [24 empty] | 8.2 | 0 |  | 18 | 0 | 0 | [6 empty] | 8.2 | 0 |  | 18 | 0 | 0 | [12 empty] | 8.2 | 0 |  | 18 | 0 | 0 | 8.2 | 0 |  | 18 | 0 | 0 | [12 empty] | 8.2 | 0 |  | 18 | 0 | 0 | [6 empty] | 8.2 | 0 |  | 18 | 0 | 0 | 8.2 | 0 |  | 18 | 0 | 0 | 8.2 | 0 |  | 18 | 0 | 0 | 8.2 | 0 |  | 18 | 0 | 0 | 8.2 | 0 |  | 18 | 0 | 0 | 8.2 | 0 |  | 18 | 0 | 0 | [60 empty] | 8.2 | 0 |  | 18 | 0 | 0 | [12 empty] | 8.2 | 2 |  | 18 | 36 | 0 | 8.2 | 3 |  | 18 | 54 | 0 | 8.2 | 1 |  | 18 | 18 | 0 | [6 empty] | 8.2 | 0 |  | 18 | 0 | 0 | [24 empty] | 8.2 | 0 |  | 18 | 0 | 0 | 8.2 | 2 |  | 18 | 36 | 0 | 8.2 | 2 |  | 18 | 36 | 0 | 8.2 | 0 |  | 18 | 0 | 0 | 8.2 | 2 |  | 18 | 36 | 0 | 8.2 | 0 |  | 18 | 0 | 0 | 8.2 | 0 |  | 18 | 0 | 0 | 8.2 | 2 |  | 18 | 36 | 0 | 8.2 | 0 |  | 18 | 0 | 0 | 8.2 | 0 |  | 18 | 0 | 0 | 8.2 | 0 |  | 18 | 0 | 0 | 8.2 | 0 |  | 18 | 0 | 0 | 8.2 | 2 |  | 18 | 36 | 0 | 8.2 | 2 |  | 18 | 36 | 0 | 8.2 | 2 |  | 18 | 36 | 0 | 8.2 | 0 |  | 18 | 0 | 0 | 8.2 | 3 |  | 18 | 54 | 0 | 8.2 | 2 |  | 18 | 36 | 0 | 8.2 | 2 |  | 18 | 36 | 0 | [6 empty] | 8.2 | 0 |  | 18 | 0 | 0
8.3 | 10Amp one way two‐Gang switch |  | 15 | 8.3 | 7 |  | 15 | 105 | 0 | 8.3 | 8 |  | 15 | 120 | 0 | 8.3 | 6 |  | 15 | 90 | 0 | 8.3 | 5 |  | 15 | 1155 | 0 | 8.3 | 7 |  | 15 | 105 | 0 | 8.3 | 7 |  | 15 | 105 | 0 | 8.3 | 5 |  | 15 | 75 | 0 | 8.3 | 6 |  | 15 | 90 | 0 | 8.3 | 4 |  | 15 | 60 | 0 | 8.3 | 7 |  | 15 | 105 | 0 | 8.3 | 6 |  | 15 | 90 | 0 | 8.3 | 7 |  | 15 | 105 | 0 | 8.3 | 7 |  | 15 | 105 | 0 | 8.3 | 6 |  | 15 | 90 | 0 | [12 empty] | 8.3 | 7 |  | 15 | 105 | 0 | 8.3 | 7 |  | 15 | 105 | 0 | [6 empty] | 8.3 | 6 |  | 15 | 90 | 0 | 8.3 | 3 |  | 15 | 45 | 0 | 8.3 | 7 |  | 15 | 105 | 0 | 8.3 | 8 |  | 15 | 120 | 0 | 8.3 | 7 |  | 15 | 105 | 0 | 8.3 | 7 |  | 15 | 105 | 0 | [6 empty] | 8.3 | 5 |  | 15 | 75 | 0 | 8.3 | 5 |  | 15 | 75 | 0 | 8.3 | 7 |  | 15 | 105 | 0 | 8.3 | 7 |  | 15 | 105 | 0 | 8.3 | 6 |  | 15 | 90 | 0 | 8.3 | 6 |  | 15 | 90 | 0 | 8.3 | 22 |  | 15 | 330 | 0 | 8.3 | 7 |  | 15 | 105 | 0 | 8.3 | 3 |  | 15 | 45 | 0 | 8.3 | 5 |  | 15 | 75 | 0 | 8.3 | 8 |  | 15 | 120 | 0 | 8.3 | 4 |  | 15 | 60 | 0 | 8.3 | 5 |  | 15 | 75 | 0 | 8.3 | 7 |  | 15 | 105 | 0 | 8.3 | 7 |  | 15 | 105 | 0 | 8.3 | 7 |  | 15 | 105 | 0 | 8.3 | 6 |  | 15 | 90 | 0 | 8.3 | 7 |  | 15 | 105 | 0 | 8.3 | 5 |  | 15 | 75 | 0 | 8.3 | 6 |  | 15 | 90 | 0 | 8.3 | 7 |  | 15 | 105 | 0 | 8.3 | 7 |  | 15 | 105 | 0 | 8.3 | 6 |  | 15 | 90 | 0 | 8.3 | 5 |  | 15 | 75 | 0 | 8.3 | 3 | 0 | 15 | 45 | 0 | 8.3 | 3 | 0 | 15 | 45 | 0 | 8.3 | 3 | 0 | 15 | 45 | 0 | 8.3 | 5 |  | 15 | 75 | 0 | 8.3 | 7 |  | 15 | 105 | 0 | 8.3 | 2 |  | 15 | 30 | 0 | 8.3 | 5 |  | 15 | 75 | 0 | 8.3 | 4 |  | 15 | 60 | 0 | 8.3 | 7 |  | 15 | 105 | 0 | 8.3 | 7 |  | 15 | 105 |  | 8.3 | 7 |  | 15 | 105 | -1 | 8.3 | 2 | 0 | 15 | 30 | -1 | 8.3 | 7 |  | 15 | 105 | -1 | 8.3 | 2 | 0 | 15 | 30 | -1 | 8.3 | 7 |  | 15 | 105 | -1 | 8.3 | 3 | 0 | 15 | 45 | -1 | 8.3 | 2 | 0 | 15 | 30 | -1 | 8.3 | 3 | 0 | 15 | 45 | -1 | 8.3 | 7 |  | 15 | 105 | 0 | 8.3 | 7 |  | 15 | 105 | 0 | 8.3 | 4 |  | 15 | 60 | 0 | 8.3 | 7 |  | 15 | 105 | 0 | [6 empty] | 8.3 | 7 |  | 15 | 105 | 0 | 8.3 | 7 |  | 15 | 105 | 0 | 8.3 | 7 |  | 15 | 105 | 0 | 8.3 | 7 |  | 15 | 105 | 0 | 8.3 | 7 |  | 15 | 105 | 0 | 8.3 | 7 |  | 15 | 105 | 0 | 8.3 | 7 |  | 15 | 105 | 0 | 8.3 | 5 |  | 15 | 75 | 0 | 8.3 | 7 |  | 15 | 105 | 0 | 8.3 | 7 |  | 15 | 105 | 0 | 8.3 | 7 |  | 15 | 105 | 0 | 8.3 | 6 |  | 15 | 90 | 0 | 8.3 | 10 |  | 15 | 150 | 0 | 8.3 | 10 |  | 15 | 150 | 0 | 8.3 | 6 |  | 15 | 90 | 0 | 8.3 | 6 |  | 15 | 90 | 0 | 8.3 | 7 |  | 15 | 105 | 0 | 8.3 | 7 |  | 15 | 105 | 0 | 8.3 | 7 |  | 15 | 105 | 0 | 8.3 | 2 | 0 | 15 | 30 | 0 | 8.3 | 7 |  | 15 | 105 | 0 | 8.3 | 7 |  | 15 | 105 | 0 | 8.3 | 2 | 0 | 15 | 30 | 0 | 8.3 | 7 |  | 15 | 105 | 0 | 8.3 | 3 | 0 | 15 | 45 | 0 | 8.3 | 2 | 0 | 15 | 30 | 0 | 8.3 | 7 |  | 15 | 105 | 0 | 8.3 | 7 |  | 15 | 105 | 0 | 8.3 | 2 | 0 | 15 | 30 | 0 | 8.3 | 2 | 0 | 15 | 30 | 0 | 8.3 | 7 |  | 15 | 105 | 0 | 8.3 | 7 |  | 15 | 105 | 0 | 8.3 | 7 |  | 15 | 105 | 0 | 8.3 | 7 |  | 15 | 105 | 0 | 8.3 | 3 |  | 15 | 45 | 0 | 8.3 | 7 |  | 15 | 105 | 0 | 8.3 | 7 |  | 15 | 105 | 0 | 8.3 | 7 |  | 15 | 105 | 0 | 8.3 | 6 |  | 15 | 90 | 0 | 8.3 | 7 |  | 15 | 105 | 0 | 8.3 | 3 |  | 15 | 45 | 0 | 8.3 | 7 |  | 15 | 105 | 0 | 8.3 | 7 |  | 15 | 105 | 0 | 8.3 | 7 |  | 15 | 105 | 0 | 8.3 | 7 |  | 15 | 105 | 0 | 8.3 | 7 |  | 15 | 105 | 0 | 8.3 | 6 |  | 15 | 90 | 0 | 8.3 | 7 |  | 15 | 105 | 0 | 8.3 | 8 |  | 15 | 120 | 0 | [6 empty] | 8.3 | 7 |  | 15 | 105 | 0 | 8.3 | 5 |  | 15 | 75 | 0 | 8.3 | 5 |  | 15 | 75 | 0 | 8.3 | 5 |  | 15 | 75 | 0 | 8.3 | 6 |  | 15 | 90 | 0 | 8.3 | 8 |  | 15 | 120 | 0 | 8.3 | 5 | 0 | 15 | 75 | 0 | 8.3 | 3 | 0 | 15 | 45 | 0 | 8.3 | 4 | 0 | 15 | 60 | 0 | 8.3 | 3 | 0 | 15 | 45 | 0 | 8.3 | 6 |  | 15 | 90 | 0 | 8.3 | 6 |  | 15 | 90 | 0 | 8.3 | 7 |  | 15 | 105 | 0 | 8.3 | 6 |  | 15 | 90 | 0 | 8.3 | 4 |  | 15 | 60 | 0 | 8.3 | 7 |  | 15 | 105 | 0 | 8.3 | 6 |  | 15 | 90 | 0 | 8.3 | 6 |  | 15 | 90 | 0 | 8.3 | 8 |  | 15 | 120 | 0 | 8.3 | 7 |  | 15 | 105 | 0 | 8.3 | 8 |  | 15 | 120 | 0 | 8.3 | 7 |  | 15 | 105 | 0 | 8.3 | 8 |  | 15 | 120 | 0 | 8.3 | 6 |  | 15 | 90 | 0 | 8.3 | 6 |  | 15 | 90 | 0 | 8.3 | 8 |  | 15 | 120 | 0 | 8.3 | 4 |  | 15 | 60 | 0 | 8.3 | 5 |  | 15 | 75 | 0 | 8.3 | 8 |  | 15 | 120 | 0 | 8.3 | 3 | 0 | 15 | 45 | 0 | 8.3 | 7 |  | 15 | 105 | 0
8.4 | 10Amp one way Three‐Gang switch |  | 16 | [12 empty] | 8.4 | 0 |  | 16 | 0 | 0 | [84 empty] | 8.4 | 0 |  | 16 | 0 | 0 | 8.4 | 7 |  | 16 | 112 | 0 | 8.4 | 0 |  | 16 | 0 | 0 | [12 empty] | 8.4 | 0 |  | 16 | 0 | 0 | [12 empty] | 8.4 | 3 |  | 16 | 48 | 0 | [24 empty] | 8.4 | 0 |  | 16 | 0 | 0 | 8.4 | 0 |  | 16 | 0 | 0 | 8.4 | 24 |  | 16 | 384 | 0 | 8.4 | 0 |  | 16 | 0 | 0 | 8.4 | 0 |  | 16 | 0 | 0 | 8.4 | 0 |  | 16 |  | 0 | 8.4 | 0 |  | 16 | 0 | 0 | 8.4 | 0 |  | 16 | 0 | 0 | 8.4 | 0 |  | 16 | 0 | 0 | 8.4 | 0 |  | 16 | 0 | 0 | 8.4 | 0 |  | 16 | 0 | 0 | 8.4 | 0 |  | 16 |  | 0 | 8.4 | 0 |  | 16 | 0 | 0 | 8.4 | 0 |  | 16 | 0 | 0 | 8.4 | 0 |  | 16 | 0 | 0 | 8.4 | 0 |  | 16 | 0 | 0 | 8.4 | 0 |  | 16 |  | 0 | 8.4 | 0 |  | 16 | 0 | 0 | [6 empty] | 8.4 | 0 |  | 16 | 0 | 0 | [18 empty] | 8.4 | 0 |  | 16 | 0 | 0 | 8.4 | 0 |  | 16 | 0 | 0 | 8.4 | 0 |  | 16 | 0 | 0 | 8.4 | 0 |  | 16 | 0 | 0 | 8.4 | 0 |  | 16 | 0 | 0 | [36 empty] | 8.4 | 0 |  | 16 | 0 | -4 | [72 empty] | 8.4 | 0 |  | 16 | 0 | 0 | [42 empty] | 8.4 | 0 |  | 16 | 0 | 0 | 8.4 | 0 |  | 16 | 0 | 0 | [12 empty] | 8.4 | 0 |  | 16 | 0 | 0 | [24 empty] | 8.4 | 0 |  | 16 | 0 | 0 | [6 empty] | 8.4 | 0 |  | 16 | 0 | 0 | [12 empty] | 8.4 | 0 |  | 16 | 0 | 0 | 8.4 | 0 |  | 16 | 0 | 0 | [12 empty] | 8.4 | 0 |  | 16 | 0 | 0 | [6 empty] | 8.4 | 0 |  | 16 | 0 | 0 | 8.4 | 0 |  | 16 | 0 | 0 | 8.4 | 0 |  | 16 | 0 | 0 | 8.4 | 0 |  | 16 | 0 | 0 | 8.4 | 0 |  | 16 | 0 | 0 | 8.4 | 0 |  | 16 | 0 | 0 | [60 empty] | 8.4 | 0 |  | 16 | 0 | 0 | [12 empty] | 8.4 | 0 |  | 16 | 0 | 0 | 8.4 | 0 |  | 16 | 0 | 0 | 8.4 | 0 |  | 16 | 0 | 0 | [6 empty] | 8.4 | 0 |  | 16 | 0 | 0 | [24 empty] | 8.4 | 0 |  | 16 | 0 | 0 | 8.4 | 0 |  | 16 | 0 | 0 | 8.4 | 0 |  | 16 | 0 | 0 | 8.4 | 0 |  | 16 | 0 | 0 | 8.4 | 0 |  | 16 | 0 | 0 | 8.4 | 0 |  | 16 | 0 | 0 | 8.4 | 0 |  | 16 | 0 | 0 | 8.4 | 0 |  | 16 | 0 | 0 | 8.4 | 0 |  | 16 | 0 | 0 | 8.4 | 0 |  | 16 | 0 | 0 | 8.4 | 0 |  | 16 | 0 | 0 | 8.4 | 0 |  | 16 | 0 | 0 | 8.4 | 0 |  | 16 | 0 | 0 | 8.4 | 0 |  | 16 | 0 | 0 | 8.4 | 0 |  | 16 | 0 | 0 | 8.4 | 0 |  | 16 | 0 | 0 | 8.4 | 0 |  | 16 |  | 0 | 8.4 | 0 |  | 16 | 0 | 0 | 8.4 | 0 |  | 16 | 0 | 0 | [6 empty] | 8.4 | 0 |  | 16 | 0 | 0
8.5 | 10Amp Two way one‐Gang switch |  | 20 | [12 empty] | 8.5 | 0 |  | 20 | 0 | 0 | [84 empty] | 8.5 | 0 |  | 20 | 0 | 0 | [6 empty] | 8.5 | 0 |  | 20 | 0 | 0 | [12 empty] | 8.5 | 0 |  | 20 | 0 | 0 | [42 empty] | 8.5 | 0 |  | 20 | 0 | 0 | 8.5 | 0 |  | 20 | 0 | 0 | 8.5 | 0 |  | 20 | 0 | 0 | 8.5 | 0 |  | 20 | 0 | 0 | 8.5 | 0 |  | 20 | 0 | 0 | 8.5 | 0 |  | 20 |  | 0 | 8.5 | 0 |  | 20 | 0 | 0 | 8.5 | 0 |  | 20 | 0 | 0 | 8.5 | 2 |  | 20 | 40 | 0 | 8.5 | 0 |  | 20 | 0 | 0 | 8.5 | 0 |  | 20 | 0 | 0 | 8.5 | 0 |  | 20 |  | 0 | 8.5 | 0 |  | 20 | 0 | 0 | 8.5 | 0 |  | 20 | 0 | 0 | 8.5 | 0 |  | 20 | 0 | 0 | 8.5 | 0 |  | 20 | 0 | 0 | 8.5 | 0 |  | 20 |  | 0 | 8.5 | 0 |  | 20 | 0 | 0 | [6 empty] | 8.5 | 0 |  | 20 | 0 | 0 | 8.5 | 2 | 0 | 20 | 40 | 0 | 8.5 | 2 | 0 | 20 | 40 | 0 | 8.5 | 2 | 0 | 20 | 40 | 0 | 8.5 | 0 |  | 20 | 0 | 0 | 8.5 | 0 |  | 20 | 0 | 0 | 8.5 | 0 |  | 20 | 0 | 0 | 8.5 | 0 |  | 20 | 0 | 0 | 8.5 | 0 |  | 20 | 0 | 0 | [18 empty] | 8.5 | 2 | 0 | 20 | 40 | 0 | [6 empty] | 8.5 | 2 | 0 | 20 | 40 | 0 | 8.5 | 0 |  | 20 | 0 | 0 | 8.5 | 0 | 0 | 20 | 0 | 0 | 8.5 | 2 | 0 | 20 | 40 | 0 | 8.5 | 2 | 0 | 20 | 40 | 0 | [54 empty] | 8.5 | 0 |  | 20 | 0 | 0 | [36 empty] | 8.5 | 1 |  | 20 | 20 | 0 | 8.5 | 0 |  | 20 | 0 | 0 | 8.5 | 0 |  | 20 | 0 | 0 | [12 empty] | 8.5 | 0 |  | 20 | 0 | 0 | [12 empty] | 8.5 | 8 | 0 | 20 | 160 | 0 | [6 empty] | 8.5 | 0 |  | 20 | 0 | 0 | 8.5 | 2 | 0 | 20 | 40 | 0 | 8.5 | 0 |  | 20 | 0 | 0 | 8.5 | 2 | 0 | 20 | 40 | 0 | 8.5 | 2 | 0 | 20 | 40 | 0 | 8.5 | 0 |  | 20 | 0 | 0 | 8.5 | 0 |  | 20 | 0 | 0 | 8.5 | 2 | 0 | 20 | 40 | 0 | 8.5 | 0 | 0 | 20 | 0 | 0 | 8.5 | 0 |  | 20 | 0 | 0 | [6 empty] | 8.5 | 0 |  | 20 | 0 | 0 | 8.5 | 0 |  | 20 | 0 | 0 | 8.5 | 0 |  | 20 | 0 | 0 | 8.5 | 0 |  | 20 | 0 | 0 | 8.5 | 0 |  | 20 | 0 | 0 | 8.5 | 0 |  | 20 | 0 | 0 | [60 empty] | 8.5 | 0 |  | 20 | 0 | 0 | [12 empty] | 8.5 | 0 |  | 20 | 0 | 0 | 8.5 | 0 |  | 20 | 0 | 0 | 8.5 | 0 |  | 20 | 0 | 0 | [6 empty] | 8.5 | 0 |  | 20 | 0 | 0 | 8.5 | 2 | 0 | 20 | 40 | 0 | 8.5 | 4 | 0 | 20 | 80 | 0 | 8.5 | 0 | 0 | 20 | 0 | 0 | 8.5 | 1 | 0 | 20 | 20 | 0 | 8.5 | 0 |  | 20 | 0 | 0 | 8.5 | 0 |  | 20 | 0 | 0 | 8.5 | 0 |  | 20 | 0 | 0 | 8.5 | 0 |  | 20 | 0 | 0 | 8.5 | 0 |  | 20 | 0 | 0 | 8.5 | 0 |  | 20 | 0 | 0 | 8.5 | 0 |  | 20 | 0 | 0 | 8.5 | 0 |  | 20 | 0 | 0 | 8.5 | 0 |  | 20 | 0 | 0 | 8.5 | 0 |  | 20 | 0 | 0 | 8.5 | 0 |  | 20 | 0 | 0 | 8.5 | 0 |  | 20 | 0 | 0 | 8.5 | 0 |  | 20 | 0 | 0 | 8.5 | 0 |  | 20 | 0 | 0 | 8.5 | 0 |  | 20 | 0 | 0 | 8.5 | 0 |  | 20 | 0 | 0 | 8.5 | 0 |  | 20 |  | 0 | 8.5 | 0 |  | 20 | 0 | 0 | 8.5 | 2 |  | 20 | 40 | 0 | 8.5 | 0 | 0 | 20 | 0 | 0 | 8.5 | 0 |  | 20 | 0 | 0
8.6 | 10Amp Two way two‐Gang switch |  | 20 | [12 empty] | 8.6 | 0 |  | 20 | 0 | 0 | [84 empty] | 8.6 | 0 |  | 20 | 0 | 0 | [6 empty] | 8.6 | 0 |  | 20 | 0 | 0 | [12 empty] | 8.6 | 0 |  | 20 | 0 | 0 | [42 empty] | 8.6 | 2 |  | 20 | 40 | 0 | 8.6 | 0 |  | 20 | 0 | 0 | 8.6 | 0 |  | 20 | 0 | 0 | 8.6 | 0 |  | 20 | 0 | 0 | 8.6 | 2 |  | 20 | 40 | 0 | 8.6 | 2 |  | 20 | 40 | 0 | 8.6 | 0 |  | 20 | 0 | 0 | 8.6 | 2 |  | 20 | 40 | 0 | 8.6 | 0 |  | 20 | 0 | 0 | 8.6 | 0 |  | 20 | 0 | 0 | 8.6 | 0 |  | 20 | 0 | 0 | 8.6 | 0 |  | 20 |  | 0 | 8.6 | 0 |  | 20 | 0 | 0 | 8.6 | 0 |  | 20 | 0 | 0 | 8.6 | 2 |  | 20 | 40 | 0 | 8.6 | 0 |  | 20 | 0 | 0 | 8.6 | 0 |  | 20 |  | 0 | 8.6 | 0 |  | 20 | 0 | 0 | [6 empty] | 8.6 | 2 |  | 20 | 40 | 0 | 8.6 | 4 | 0 | 20 | 80 | 0 | 8.6 | 2 | 0 | 20 | 40 | 0 | 8.6 | 2 | 0 | 20 | 40 | 0 | 8.6 | 2 |  | 20 | 40 | 0 | 8.6 | 0 |  | 20 | 0 | 0 | 8.6 | 2 |  | 20 | 40 | 0 | 8.6 | 2 |  | 20 | 40 | 0 | 8.6 | 0 |  | 20 | 0 | 0 | [18 empty] | 8.6 | 2 | 0 | 20 | 40 | -2 | [6 empty] | 8.6 | 4 | 0 | 20 | 80 | -2 | 8.6 | 0 |  | 20 | 0 | -2 | 8.6 | 2 | 0 | 20 | 40 | -2 | 8.6 | 4 | 0 | 20 | 80 | -2 | 8.6 | 4 | 0 | 20 | 80 | -2 | [54 empty] | 8.6 | 0 |  | 20 | 0 | 0 | [42 empty] | 8.6 | 0 |  | 20 | 0 | 0 | 8.6 | 0 |  | 20 | 0 | 0 | [12 empty] | 8.6 | 0 |  | 20 | 0 | 0 | [12 empty] | 8.6 | 1 | 0 | 20 | 20 | 0 | [6 empty] | 8.6 | 0 |  | 20 | 0 | 0 | 8.6 | 4 | 0 | 20 | 80 | 0 | 8.6 | 0 |  | 20 | 0 | 0 | 8.6 | 2 | 0 | 20 | 40 | 0 | 8.6 | 4 | 0 | 20 | 80 | 0 | 8.6 | 0 |  | 20 | 0 | 0 | 8.6 | 0 |  | 20 | 0 | 0 | 8.6 | 2 | 0 | 20 | 40 | 0 | 8.6 | 4 | 0 | 20 | 80 | 0 | 8.6 | 0 |  | 20 | 0 | 0 | [6 empty] | 8.6 | 0 |  | 20 | 0 | 0 | 8.6 | 0 |  | 20 | 0 | 0 | 8.6 | 0 |  | 20 | 0 | 0 | 8.6 | 0 |  | 20 | 0 | 0 | 8.6 | 0 |  | 20 | 0 | 0 | 8.6 | 0 |  | 20 | 0 | 0 | [60 empty] | 8.6 | 0 |  | 20 | 0 | 0 | [12 empty] | 8.6 | 2 |  | 20 | 40 | 0 | 8.6 | 2 |  | 20 | 40 | 0 | 8.6 | 2 |  | 20 | 40 | 0 | [6 empty] | 8.6 | 0 |  | 20 | 0 | 0 | 8.6 | 0 | 0 | 20 | 0 | 0 | 8.6 | 4 | 0 | 20 | 80 | 0 | 8.6 | 2 | 0 | 20 | 40 | 0 | 8.6 | 4 | 0 | 20 | 80 | 0 | 8.6 | 0 |  | 20 | 0 | 0 | 8.6 | 2 |  | 20 | 40 | 0 | 8.6 | 2 |  | 20 | 40 | 0 | 8.6 | 0 |  | 20 | 0 | 0 | 8.6 | 2 |  | 20 | 40 | 0 | 8.6 | 0 |  | 20 | 0 | 0 | 8.6 | 0 |  | 20 | 0 | 0 | 8.6 | 2 |  | 20 | 40 | 0 | 8.6 | 0 |  | 20 | 0 | 0 | 8.6 | 0 |  | 20 | 0 | 0 | 8.6 | 0 |  | 20 | 0 | 0 | 8.6 | 0 |  | 20 | 0 | 0 | 8.6 | 2 |  | 20 | 40 | 0 | 8.6 | 2 |  | 20 | 40 | 0 | 8.6 | 2 |  | 20 | 40 | 0 | 8.6 | 0 |  | 20 | 0 | 0 | 8.6 | 2 |  | 20 | 40 | 0 | 8.6 | 2 |  | 20 | 40 | 0 | 8.6 | 0 |  | 20 | 0 | 0 | 8.6 | 2 | 0 | 20 | 40 | 0 | 8.6 | 0 |  | 20 | 0 | 0
8.7 | 10Amp Two way Three‐Gang switch |  | 22 | [12 empty] | 8.7 | 0 |  | 22 | 0 | 0 | [84 empty] | 8.7 | 0 |  | 22 | 0 | 0 | [6 empty] | 8.7 | 0 |  | 22 | 0 | 0 | [12 empty] | 8.7 | 0 |  | 22 | 0 | 0 | [42 empty] | 8.7 | 0 |  | 22 | 0 | 0 | 8.7 | 0 |  | 22 | 0 | 0 | 8.7 | 0 |  | 22 | 0 | 0 | 8.7 | 0 |  | 22 | 0 | 0 | 8.7 | 0 |  | 22 | 0 | 0 | 8.7 | 0 |  | 22 |  | 0 | 8.7 | 0 |  | 22 | 0 | 0 | 8.7 | 0 |  | 22 | 0 | 0 | 8.7 | 0 |  | 22 | 0 | 0 | 8.7 | 0 |  | 22 | 0 | 0 | 8.7 | 0 |  | 22 | 0 | 0 | 8.7 | 0 |  | 22 |  | 0 | 8.7 | 0 |  | 22 | 0 | 0 | 8.7 | 0 |  | 22 | 0 | 0 | 8.7 | 0 |  | 22 | 0 | 0 | 8.7 | 0 |  | 22 | 0 | 0 | 8.7 | 0 |  | 22 |  | 0 | 8.7 | 0 |  | 22 | 0 | 0 | [6 empty] | 8.7 | 0 |  | 22 | 0 | 0 | [18 empty] | 8.7 | 0 |  | 22 | 0 | 0 | 8.7 | 0 |  | 22 | 0 | 0 | 8.7 | 0 |  | 22 | 0 | 0 | 8.7 | 0 |  | 22 | 0 | 0 | 8.7 | 0 |  | 22 | 0 | 0 | [36 empty] | 8.7 | 0 |  | 22 | 0 | -2 | [72 empty] | 8.7 | 0 |  | 22 | 0 | 0 | [42 empty] | 8.7 | 0 |  | 22 | 0 | 0 | 8.7 | 0 |  | 22 | 0 | 0 | [12 empty] | 8.7 | 0 |  | 22 | 0 | 0 | [24 empty] | 8.7 | 0 |  | 22 | 0 | 0 | [6 empty] | 8.7 | 0 |  | 22 | 0 | 0 | [12 empty] | 8.7 | 0 |  | 22 | 0 | 0 | 8.7 | 0 |  | 22 | 0 | 0 | [12 empty] | 8.7 | 0 |  | 22 | 0 | 0 | [6 empty] | 8.7 | 0 |  | 22 | 0 | 0 | 8.7 | 0 |  | 22 | 0 | 0 | 8.7 | 0 |  | 22 | 0 | 0 | 8.7 | 0 |  | 22 | 0 | 0 | 8.7 | 0 |  | 22 | 0 | 0 | 8.7 | 0 |  | 22 | 0 | 0 | [60 empty] | 8.7 | 0 |  | 22 | 0 | 0 | [12 empty] | 8.7 | 0 |  | 22 | 0 | 0 | 8.7 | 0 |  | 22 | 0 | 0 | 8.7 | 0 |  | 22 | 0 | 0 | [6 empty] | 8.7 | 0 |  | 22 | 0 | 0 | [24 empty] | 8.7 | 0 |  | 22 | 0 | 0 | 8.7 | 0 |  | 22 | 0 | 0 | 8.7 | 0 |  | 22 | 0 | 0 | 8.7 | 0 |  | 22 | 0 | 0 | 8.7 | 0 |  | 22 | 0 | 0 | 8.7 | 0 |  | 22 | 0 | 0 | 8.7 | 0 |  | 22 | 0 | 0 | 8.7 | 0 |  | 22 | 0 | 0 | 8.7 | 0 |  | 22 | 0 | 0 | 8.7 | 0 |  | 22 | 0 | 0 | 8.7 | 0 |  | 22 | 0 | 0 | 8.7 | 0 |  | 22 | 0 | 0 | 8.7 | 0 |  | 22 | 0 | 0 | 8.7 | 0 |  | 22 | 0 | 0 | 8.7 | 0 |  | 22 | 0 | 0 | 8.7 | 0 |  | 22 | 0 | 0 | 8.7 | 0 |  | 22 |  | 0 | 8.7 | 0 |  | 22 | 0 | 0 | 8.7 | 0 |  | 22 | 0 | 0 | [6 empty] | 8.7 | 0 |  | 22 | 0 | 0
8.8 | 10Amp Three way one‐Gang switch |  | 24 | [12 empty] | 8.8 | 0 |  | 24 | 0 | 0 | [84 empty] | 8.8 | 0 |  | 24 | 0 | 0 | [6 empty] | 8.8 | 0 |  | 24 | 1505 | 0 | [12 empty] | 8.8 | 0 |  | 24 | 0 | 0 | [42 empty] | 8.8 | 0 |  | 24 | 0 | 0 | 8.8 | 0 |  | 24 | 0 | 0 | 8.8 | 0 |  | 24 | 0 | 0 | 8.8 | 0 |  | 24 | 0 | 0 | 8.8 | 0 |  | 24 | 0 | 0 | 8.8 | 0 |  | 24 |  | 0 | [6 empty] | 8.8 | 0 |  | 24 | 0 | 0 | 8.8 | 0 |  | 24 | 0 | 0 | 8.8 | 0 |  | 24 | 0 | 0 | 8.8 | 0 |  | 24 | 0 | 0 | 8.8 | 0 |  | 24 |  | 0 | 8.8 | 0 |  | 24 | 0 | 0 | 8.8 | 0 |  | 24 | 0 | 0 | 8.8 | 0 |  | 24 | 0 | 0 | 8.8 | 0 |  | 24 | 0 | 0 | 8.8 | 0 |  | 24 |  | 0 | 8.8 | 0 |  | 24 | 0 | 0 | [6 empty] | 8.8 | 0 |  | 24 | 0 | 0 | [18 empty] | 8.8 | 0 |  | 24 | 0 | 0 | 8.8 | 0 |  | 24 | 0 | 0 | 8.8 | 0 |  | 24 | 0 | 0 | 8.8 | 0 |  | 24 | 0 | 0 | 8.8 | 0 |  | 24 | 0 | 0 | [36 empty] | 8.8 | 0 |  | 24 | 0 | 24 | [72 empty] | 8.8 | 0 |  | 24 | 0 | 0 | [42 empty] | 8.8 | 0 |  | 24 | 0 | 0 | 8.8 | 0 |  | 24 | 0 | 0 | [12 empty] | 8.8 | 0 |  | 24 | 0 | 0 | [24 empty] | 8.8 | 0 |  | 24 | 0 | 0 | [6 empty] | 8.8 | 0 |  | 24 | 0 | 0 | [12 empty] | 8.8 | 0 |  | 24 | 0 | 0 | 8.8 | 0 |  | 24 | 0 | 0 | [12 empty] | 8.8 | 0 |  | 24 | 0 | 0 | [6 empty] | 8.8 | 0 |  | 24 | 0 | 0 | 8.8 | 0 |  | 24 | 0 | 0 | 8.8 | 0 |  | 24 | 0 | 0 | 8.8 | 0 |  | 24 | 0 | 0 | 8.8 | 0 |  | 24 | 0 | 0 | 8.8 | 0 |  | 24 | 0 | 0 | [60 empty] | 8.8 | 0 |  | 24 | 0 | 0 | [12 empty] | 8.8 | 0 |  | 24 | 0 | 0 | 8.8 | 0 |  | 24 | 0 | 0 | 8.8 | 0 |  | 24 | 0 | 0 | [6 empty] | 8.8 | 0 |  | 24 | 0 | 0 | [24 empty] | 8.8 | 0 |  | 24 | 0 | 0 | 8.8 | 0 |  | 24 | 0 | 0 | 8.8 | 0 |  | 24 | 0 | 0 | 8.8 | 0 |  | 24 | 0 | 0 | 8.8 | 0 |  | 24 | 0 | 0 | 8.8 | 0 |  | 24 | 0 | 0 | 8.8 | 0 |  | 24 | 0 | 0 | 8.8 | 0 |  | 24 | 0 | 0 | 8.8 | 0 |  | 24 | 0 | 0 | 8.8 | 0 |  | 24 | 0 | 0 | 8.8 | 0 |  | 24 | 0 | 0 | 8.8 | 0 |  | 24 | 0 | 0 | 8.8 | 0 |  | 24 | 0 | 0 | 8.8 | 0 |  | 24 | 0 | 0 | 8.8 | 0 |  | 24 | 0 | 0 | 8.8 | 0 |  | 24 | 0 | 0 | 8.8 | 0 |  | 24 |  | 0 | 8.8 | 0 |  | 24 | 0 | 0 | 8.8 | 0 |  | 24 | 0 | 0 | [6 empty] | 8.8 | 0 |  | 24 | 0 | 0
[9 empty] | 0 | [216 empty] | Total Electrical Works |  |  |  | 1406 | 0 | [42 empty] | Total Electrical Works |  |  |  | 1515 | 0 | [35 empty] | 0 | [6 empty] | Total Electrical Works |  |  |  | 1431 | 0 | [12 empty] | Total Electrical Works |  |  |  | 1311 | 0 | [5 empty] | 0 | [17 empty] | 0 | [11 empty] | 0 | Total Electrical Works |  |  |  | 2510 | 0 | [11 empty] | 0 | [5 empty] | 0 | [5 empty] | 0 | [65 empty] | 0 | [144 empty] | Total Electrical Works |  |  |  | 1445 | 0 | [239 empty] | 0 | [5 empty] | 0
Total Electrical Works |  |  |  | Total Electrical Works |  |  |  | 1595 |  | Total Electrical Works |  |  |  | 1725 |  | Total Electrical Works |  |  |  | 1380 |  | Total Electrical Works |  |  |  |  | 0 | Total Electrical Works |  |  |  | 1585 |  | Total Electrical Works |  |  |  | 1575 | 0 | Total Electrical Works |  |  |  | 1525 |  | Total Electrical Works |  |  |  | 1465 | 0 | Total Electrical Works |  |  |  | 1265 | 0 | Total Electrical Works |  |  |  | 1600 | 0 | Total Electrical Works |  |  |  | 1045 | 0 | Total Electrical Works |  |  |  | 1555 | 0 | Total Electrical Works |  |  |  | 1555 | 0 | Total Electrical Works |  |  |  | 1320 | 0 | Total Electrical Works |  |  |  | 1575 | 0 | Total Electrical Works |  |  |  | 1656 | 0 | Total Electrical Works |  |  |  | 1525 | 0 | Total Electrical Works |  |  |  | 1415 | 0 | Total Electrical Works |  |  |  | 1562 | 0 | Total Electrical Works |  |  |  | 1255 | 0 | Total Electrical Works |  |  |  | 920 | 0 | Total Electrical Works |  |  |  | 1515 | 0 | Total Electrical Works |  |  |  | 1505 | 0 | Total Electrical Works |  |  |  | 1495 | 0 | Total Electrical Works |  |  |  | 1375 | 0 | Total Electrical Works |  |  |  | 873 | 0 | Total Electrical |  |  |  | 1350 | 0 | Total Electrical Works |  |  |  | 1320 | 0 | Total Electrical Works |  |  |  | 1455 | 0 | Total Electrical Works |  |  |  | 1475 | 0 | Total Electrical Works |  |  |  | 1926 | 0 | Total Electrical Works |  |  |  | 1025 | 0 | Total Electrical Works |  |  |  | 1435 |  | Total Electrical Works |  |  |  | 1555 | 0 | Total Electrical Works |  |  |  | 1534 | 0 | Total Electrical Works |  |  |  | 1451 | 0 | Total Electrical Works |  |  |  | 1625 | 0 | [5 empty] | 0 | Total Electrical Works |  |  |  | 1508 | 0 | Total Electrical Works |  |  |  | 1335 | 0 | Total Electrical Works |  |  |  | 1555 | 0 | Total Electrical Works |  |  |  | 1405 | 0 | Total Electrical Works |  |  |  | 1165 | 0 | Total Electrical Works |  |  |  | 1575 | 0 | Total Electrical Works |  |  |  | 1681 | 0 | [5 empty] | 0 | Total Electrical Works |  |  |  | 1335 | 0 | Total Electrical Works |  |  |  | 1165 | 0 | Total Electrical Works |  |  |  | 1425 | 0 | Total Electrical Works |  |  |  | 1671 | 0 | Total Electrical Works |  |  |  | 2345 | 0 | Total Electrical Works |  |  |  | 1770 | 0 | Total Electrical Works |  |  |  | 1855 | 0 | Total Civil |  |  |  | 1911.75 | 0 | Total Electrical Works |  |  |  | 1355 | 0 | Total Electrical Works |  |  |  | 1190 | 0 | [5 empty] | 0 | [5 empty] | 0 | Total Civil |  |  |  | 7840.75 | 0 | Total Civil |  |  |  | 6592.75 |  | Total Civil |  |  |  | 6658.75 | 0 | [5 empty] | 0 | Total Civil |  |  |  | 4113.75 | 0 | [5 empty] | 0 | [5 empty] | 0 | Total Civil |  |  |  | 5893 | 0 | Total Civil |  |  |  | 3484 | 0 | Total Civil |  |  |  | 4372.75 | 0 | [5 empty] | 0 | Total Civil |  |  |  | 7318.75 | 0 | Total Civil |  |  |  | 6178.5 | 0 | Total Civil |  |  |  | 7143.25 | 0 | Total Civil |  |  |  | 5401.25 | 0 | Total Civil |  |  |  | 5184.75 | 0 | Total Civil |  |  |  | 5400.75 | 0 | [5 empty] | 0 | Total Civil |  |  |  | 6525.75 | 0 | Total Civil |  |  |  | 9306.75 | 0 | Total Civil |  |  |  | 5760.75 | 0 | Total Civil |  |  |  | 4614.75 | 0 | Total Civil |  |  |  | 2782.75 | 0 | [5 empty] | 0 | Total Civil |  |  |  | 3265.75 | 0 | Total Civil |  |  |  | 5070.75 | 0 | Total Civil |  |  |  | 3207.75 | 0 | Total Civil |  |  |  | 7072.75 | 0 | Total Civil |  |  |  | 7072.75 | 0 | Total Civil |  |  |  | 3494.75 | 0 | Total Civil |  |  |  | 2780.75 | 0 | Total Civil |  |  |  | 2535.75 | 0 | Total Civil |  |  |  | 4142.75 | 0 | [5 empty] | 0 | Total Civil |  |  |  | 3437.25 | 0 | Total Civil |  |  |  | 3139.75 | 0 | Total Civil |  |  |  | 6169.75 | 0 | Total Civil |  |  |  | 6203 | 0 | Total Civil |  |  |  | 3155 | 0 | Total Civil |  |  |  | 2968.75 | 0 | Total Civil |  |  |  | 3364.75 | 0 | Total Civil |  |  |  | 7815.75 | 0 | Total Civil |  |  |  | 4369.75 | 0 | Total Civil |  |  |  | 3812.75 | 0 | Total Civil |  |  |  | 8484.5 | 0 | Total Mechanical and Plumbing Works |  |  |  | 3136 | 0 | Total Civil |  |  |  | 9200.75 | 0 | Total Civil |  |  |  | 6013.75 | 0 | Total Civil |  |  |  | 5598.75 | 0 | Total Civil |  |  |  | 5145.75 | 0 | Total Civil |  |  |  | 6164.75 | 0 | Total Civil |  |  |  | 3629.75 | 0 | Total Civil |  |  |  | 6016.75 | 0 | [5 empty] | 0 | Total Civil |  |  |  | 8075.75 | 0 | Total Civil |  |  |  | 3725.75 | 0 | Total Civil |  |  |  | 5293.25 | 0 | Total Civil |  |  |  | 6151.75 | 0 | Total Civil |  |  |  | 8476.75 | 0 | Total Civil |  |  |  | 8197.5 | 0 | Total Civil |  |  |  | 4836.75 | 0 | Total Civil |  |  |  | 9220.75 | 0 | Total Civil |  |  |  | 3081.75 | 0 | Total Civil |  |  |  | 7326.75 | 0 | Total Civil |  |  |  | 6806.75 | 0 | Total Civil |  |  |  | 7073.75 | 0 | [5 empty] | 0 | Total Civil |  |  |  | 4746.6 | 0 | Total Civil |  |  |  | 3670.6 | 0 | Total Civil |  |  |  | 3231.6 | 0 | [5 empty] | 0 | [5 empty] | 0 | [5 empty] | 0 | Total Civil |  |  |  | 7099.5 | 0 | [5 empty] | 0 | [5 empty] | 0 | [5 empty] | 0 | Total Electrical Works |  |  |  | 1846 | 0 | Total Electrical Works |  |  |  | 1455 | 0 | Total Electrical Works |  |  |  | 1686 | 0 | Total Electrical Works |  |  |  | 1535 | 0 | Total Electrical Works |  |  |  | 1455 | 0 | Total Electrical Works |  |  |  | 1831 | 0 | Total Electrical Works |  |  |  | 1705 | 0 | Total Electrical Works |  |  |  | 1425 | 0 | Total Electrical Works |  |  |  | 1665 | 0 | Total Electrical Works |  |  |  | 1555 | 0 | Total Electrical Works |  |  |  | 1716 | 0 | Total Electrical Works |  |  |  | 1686 | 0 | Total Electrical Works |  |  |  | 1836 | 0 | Total Electrical Works |  |  |  | 1735 | 0 | Total Electrical Works |  |  |  | 1644 | 0 | Total Electrical Works |  |  |  | 1541 | 0 | Total Electrical Works |  |  |  | 1786 | 0 | Total Electrical Works |  |  | 840 |  |  | Total Electrical Works |  |  |  | 1115 | 0
[26 empty] | 5155.75 | 0 | [11 empty] | 0 | [11 empty] | 0 | [5 empty] | 0 | [5 empty] | 0 | [5 empty] | 0 | [5 empty] | 0 | [5 empty] | 0 | [5 empty] | 0 | [5 empty] | 0 | [11 empty] | 0 | [5 empty] | 0 | [5 empty] | 0 | [5 empty] | 0 | [5 empty] | 0 | [5 empty] | 0 | [5 empty] | 0 | [5 empty] | 0 | [5 empty] | 0 | [5 empty] | 0 | [5 empty] | 0 | [5 empty] | 0 | [5 empty] | 0 | [5 empty] | 0 | [5 empty] | 0 | [5 empty] | 0 | [5 empty] | 0 | [5 empty] | 0 | [5 empty] | 0 | [5 empty] | 0 | [5 empty] | 0 | [5 empty] | 0 | [5 empty] | 0 | [5 empty] | 0 | [5 empty] | 0 | [5 empty] | 0 | [5 empty] | 0 | [5 empty] | 0 | [5 empty] | 0 | [5 empty] | 0 | [5 empty] | 0 | [5 empty] | 0 | [5 empty] | 0 | [5 empty] | 0 | [5 empty] | 0 | [5 empty] | 0 | [5 empty] | 0 | Total Mechanical and Plumbing Works |  |  |  | 3980 | 0 | [5 empty] | 0 | [5 empty] | 0 | [5 empty] | 0 | Total Civil |  |  |  | 4596.5 | 0 | Total Mechanical and Plumbing Works |  |  |  | 4258 | 0 | Total Mechanical and Plumbing Works |  |  |  | 4246 |  | Total Mechanical and Plumbing Works |  |  |  | 4458 | 0 | Total Civil |  |  |  | 5972.1 | 0 | Total Mechanical and Plumbing Works |  |  |  | 2686 | 0 | Total Civil |  |  |  | 5928.6 | 0 | Total Civil |  |  |  | 3627.85 | 0 | Total Mechanical and Plumbing Works |  |  |  | 3052 | 0 | Total Mechanical and Plumbing Works |  |  |  | 2896 | 0 | Total Mechanical and Plumbing Works |  |  |  | 5078 | 0 | Total Civil |  |  |  | 7966.75 | 0 | Total Mechanical and Plumbing Works |  |  |  | 5190 | 0 | Total Mechanical and Plumbing Works |  |  |  | 868 | 0 | Total Mechanical and Plumbing Works |  |  |  | 4682 | 0 | Total Mechanical and Plumbing Works |  |  |  | 2271 | 0 | Total Mechanical and Plumbing Works |  |  |  | 4566 | 0 | Total Mechanical and Plumbing Works |  |  |  | 3556 | 0 | Total Civil |  |  |  | 6341.75 | 0 | Total Mechanical and Plumbing Works |  |  |  | 4966 | 0 | Total Mechanical and Plumbing Works |  |  |  | 4990 | 0 | Total Mechanical and Plumbing Works |  |  |  | 4306 | 0 | Total Mechanical and Plumbing Works |  |  |  | 762 | 0 | Total Mechanical and Plumbing Works |  |  |  | 4150 | 0 | Total Civil |  |  |  | 7897.75 | 0 | Total Mechanical and Plumbing Works |  |  |  | 3726 | 0 | Total Mechanical and Plumbing Works |  |  |  | 3880 | 0 | Total Mechanical and Plumbing Works |  |  |  | 2096 | 0 | Total Mechanical and Plumbing Works |  |  |  | 3998 | 0 | Total Mechanical and Plumbing Works |  |  |  | 3998 | 0 | Total Mechanical and Plumbing Works |  |  |  | 3431 | 0 | Total Mechanical and Plumbing Works |  |  |  | 2684 | 0 | Total Mechanical and Plumbing Works |  |  |  | 3706 | 0 | [5 empty] | 0 | Total Civil |  |  |  | 6314.75 | 0 | Total Mechanical and Plumbing Works |  |  |  | 4794 | 0 | Total Mechanical and Plumbing Works |  |  |  | 3052 | 0 | Total Mechanical and Plumbing Works |  |  |  | 4408 | 0 | Total Mechanical and Plumbing Works |  |  |  | 5361 | 0 | Total Mechanical and Plumbing Works |  |  |  | 1368 | 0 | Total Mechanical and Plumbing Works |  |  |  | 3306 | 0 | Total Mechanical and Plumbing Works |  |  |  | 4458 | 0 | Total Mechanical and Plumbing Works |  |  |  | 4402 | 0 | Total Mechanical and Plumbing Works |  |  |  | 2591 | 0 | Total Mechanical and Plumbing Works |  |  |  | 4292 | 0 | Total Mechanical and Plumbing Works |  |  |  | 4686 | 0 | Total Electrical Works |  |  |  | 1445 | 0 | Total Mechanical and Plumbing Works |  |  |  | 2310 | 0 | Total Mechanical and Plumbing Works |  |  |  | 3536 | 0 | Total Mechanical and Plumbing Works |  |  |  | 1528 | 0 | Total Mechanical and Plumbing Works |  |  |  | 4631 | 0 | Total Mechanical and Plumbing Works |  |  |  | 3462 | 0 | Total Mechanical and Plumbing Works |  |  |  | 4286 | 0 | Total Mechanical and Plumbing Works |  |  |  | 4322 | 0 | Total Civil |  |  |  | 8297.75 | 0 | Total Mechanical and Plumbing Works |  |  |  | 4654 | 0 | Total Mechanical and Plumbing Works |  |  |  | 2107 | 0 | Total Mechanical and Plumbing Works |  |  |  | 4598 | 0 | Total Mechanical and Plumbing Works |  |  |  | 4868 | 0 | Total Mechanical and Plumbing Works |  |  |  | 340 | 0 | Total Mechanical and Plumbing Works |  |  |  | 4786 | 0 | Total Mechanical and Plumbing Works |  |  |  | 2968 | 0 | Total Mechanical and Plumbing Works |  |  |  | 956 | 0 | Total Mechanical and Plumbing Works |  |  |  | 2870 | 0 | Total Mechanical and Plumbing Works |  |  |  | 4472 | 0 | Total Mechanical and Plumbing Works |  |  |  | 4624 | 0 | Total Mechanical and Plumbing Works |  |  |  | 4758 | 0 | Total Civil |  |  |  | 3093.75 | 0 | Total Mechanical and Plumbing Works |  |  |  | 4768 | 0 | Total Mechanical and Plumbing Works |  |  |  | 4720 | 0 | Total Mechanical and Plumbing Works |  |  |  | 2382 | 0 | Total Civil |  |  |  | 2816.35 | 0 | Total Civil |  |  |  | 5217.3 | 0 | Total Civil |  |  |  | 2853.35 | 0 | Total Mechanical and Plumbing Works |  |  |  | 4770 | 0 | Total Civil |  |  |  | 2334 | 0 | Total Civil |  |  |  | 2806.75 | 0 | Total Civil |  |  |  | 5625.25 | 0 | [65 empty] | 0 | [5 empty] | 0 | [5 empty] | 0 | [5 empty] | 0 | [5 empty] | 0 | [5 empty] | 0 | [5 empty] | 0 | [5 empty] | 0 | [5 empty] | 0
Total Civil |  |  |  | Total Civil |  |  |  | 2217.75 |  | Total Civil |  |  |  | 4453.75 |  | Total Civil |  |  |  | 2478.75 |  | Total Civil |  |  |  | 2208 | 0 | Total Civil |  |  |  | 3423.75 |  | Total Civil |  |  |  | 3762.75 | 0 | Total Civil |  |  |  | 2965.75 |  | Total Civil |  |  |  | 3023.25 | 0 | Total Civil |  |  |  | 3425.5 | 0 | Total Civil |  |  |  | 3887.75 | 0 | Total Civil |  |  |  | 3349.75 | 0 | Total Civil |  |  |  | 3381.75 | 0 | Total Civil |  |  |  | 7276.75 | 0 | Total Civil |  |  |  | 4513.75 | 0 | Total Civil |  |  |  | 1803.75 | 0 | Total Civil |  |  |  | 2053.75 |  | Total Civil |  |  |  | 2994.75 | 0 | Total Civil |  |  |  | 2747.75 | 0 | Total Civil |  |  |  | 2725.75 | 0 | Total Civil |  |  |  | 2079.75 | 0 | Total Civil |  |  |  | 1615.75 | 0 | Total Civil |  |  |  | 3400.75 | 0 | Total Civil |  |  |  | 3080.75 | 0 | Total Civil |  |  |  | 5151.75 | 0 | Total Civil |  |  |  | 3519.75 | 0 | Total Civil |  |  |  | 2097.75 | 0 | Total civil |  |  |  | 3074.75 | 0 | Total Civil |  |  |  | 2129.25 | 0 | Total Civil |  |  |  | 926.25 | 0 | Total Civil |  |  |  | 2519.5 | 0 | Total Civil |  |  |  | 3305.75 | 0 | Total Civil |  |  |  | 4028 | 0 | Total Civil |  |  |  | 4155.75 | 0 | Total Civil |  |  |  | 4320.75 | [6 empty] | 0 |  |  |  |  | 2707.6 | 0 | Total Civil |  |  |  | 4178 | 0 | Total Civil |  |  |  | 4925.6 | 0 | Total Civil |  |  |  | 3269.75 | 0 | Total Civil |  |  |  | 3529.75 | 0 | Total Civil |  |  |  | 1389.75 | 0 | Total Civil |  |  |  | 2817.75 | 0 | Total Civil |  |  |  | 2713.6 | 0 | Total Civil |  |  |  | 2315.75 | 0 | Total Civil |  |  |  | 4003.6 | 0 | [5 empty] | 0 | Total Civil |  |  |  | 2631.6 | 0 | Total Civil |  |  |  | 3095 | 0 | Total Civil |  |  |  | 3160.75 | 0 | Total Civil |  |  |  | 1932.75 | 0 | Total Civil |  |  |  | 3094.75 | 0 | Total Civil |  |  |  | 2358.5 | 0 | Total Civil |  |  |  | 2595.75 | 0 | Total Electrical Works |  |  |  | 1431 | 0 | Total Civil |  |  |  | 2209.75 | 0 | Total Civil |  |  |  | 2215.75 | 0 | Total Civil |  |  |  | 2115.75 | 0 | Total Mechanical and Plumbing Works |  |  |  | 4010 | 0 | Total Electrical Works |  |  |  | 1485 | 0 | Total Electrical Works |  |  |  | 1485 |  | Total Electrical Works |  |  |  | 1640 | 0 | Total Mechanical and Plumbing Works |  |  |  | 4568 | 0 | Total Electrical Works |  |  |  | 1575 | 0 | Total Mechanical and Plumbing Works |  |  |  | 4072 | 0 | Total Mechanical and Plumbing Works |  |  |  | 3449 | 0 | Total Electrical Works |  |  |  | 2230 | 0 | Total Electrical Works |  |  |  | 2180 | 0 | Total Electrical Works |  |  |  | 2760 | 0 | Total Mechanical and Plumbing Works |  |  |  | 4650 | 0 | Total Electrical Works |  |  |  | 1575 | 0 | Total Electrical Works |  |  |  | 1065 | 0 | Total Electrical Works |  |  |  | 1515 | 0 | Total Electrical Works |  |  |  | 795 | 0 | Total Electrical Works |  |  |  | 1425 | 0 | [5 empty] | 0 | Total Mechanical and Plumbing Works |  |  |  | 4674 | 0 | Total Electrical Works |  |  |  | 1495 | 0 | Total Electrical Works |  |  |  | 1625 | 0 | Total Electrical Works |  |  |  | 1495 | 0 | Total Electrical Works |  |  |  | 1325 | 0 | Total Electrical Works |  |  |  | 1380 | 0 | Total Mechanical and Plumbing Works |  |  |  | 4388 | 0 | Total Electrical Works |  |  |  | 1555 | 0 | Total Electrical Works |  |  |  | 1675 | 0 | Total Electrical Works |  |  |  | 1775 | 0 | Total Electrical Works |  |  |  | 2005 | 0 | Total Electrical Works |  |  |  | 2005 | 0 | [5 empty] | 0 | Total Electrical Works |  |  |  | 1771 |  | Total Electrical Works |  |  |  | 1495 | 0 | Total Mechanical and Plumbing Works |  |  |  | 4432 | 0 | Total Mechanical and Plumbing Works |  |  |  | 3942 | 0 | Total Electrical Works |  |  |  | 2825 | 0 | Total Electrical Works |  |  |  | 1405 | 0 | Total Electrical Works |  |  |  | 1575 | 0 | Total Electrical Works |  |  |  | 2560 | 0 | Total Electrical Works |  |  |  | 1535 | 0 | Total Electrical Works |  |  |  | 2465 | 0 | Total Electrical Works |  |  |  | 2190 | 0 | Total Electrical Works |  |  |  | 1575 | 0 | Total Electrical Works |  |  |  | 1495 | 0 | Total Electrical Works |  |  |  | 2040 | 0 | Total Electrical Works |  |  |  | 2160 | 0 | Total |  |  |  | 10131.75 | 0 | Total Electrical Works |  |  |  | 1485 | 0 | Total Electrical Works |  |  |  | 1675 | 0 | Total Electrical Works |  |  |  | 1115 | 0 | Total Electrical Works |  |  |  | 695 | 0 | Total Electrical Works |  |  |  | 1295 | 0 | Total Electrical Works |  |  |  | 1525 | 0 | Total Electrical Works |  |  |  | 1535 | 0 | Total Mechanical and Plumbing Works |  |  |  | 4416 | 0 | Total Electrical Works |  |  |  | 1495 | 0 | Total Electrical Works |  |  |  | 965 | 0 | Total Electrical Works |  |  |  | 1525 | 0 | Total Electrical Works |  |  |  | 1495 | 0 | Total Electrical Works |  |  |  | 1480 | 0 | Total Electrical Works |  |  |  | 1485 | 0 | Total Electrical Works |  |  |  | 1495 | 0 | Total Electrical Works |  |  |  | 1355 | 0 | Total Electrical Works |  |  |  | 1675 | 0 | Total Electrical Works |  |  |  | 1665 | 0 | Total Electrical Works |  |  |  | 350 | 0 | Total Electrical Works |  |  |  | 1625 | 0 | Total Mechanical and Plumbing Works |  |  |  | 4338 | 0 | Total Electrical Works |  |  |  | 1949 | 0 | Total Electrical Works |  |  |  | 1683 | 0 | Total Electrical Works |  |  |  | 1225 | 0 | Total Mechanical and Plumbing Works |  |  |  | 4478 | 0 | Total Mechanical and Plumbing Works |  |  |  | 5224 | 0 | Total Mechanical and Plumbing Works |  |  |  | 3215 | 0 | Total Electrical Works |  |  |  | 2065 | 0 | Total Mechanical and Plumbing Works |  |  |  | 3303 | 0 | Total Mechanical and Plumbing Works |  |  |  | 4354 | 0 | Total Mechanical and Plumbing Works |  |  |  | 4764 | 0 | [5 empty] | 0 | [5 empty] | 0 | [5 empty] | 0 | [5 empty] | 0 | [5 empty] | 0 | [5 empty] | 0 | [5 empty] | 0 | [5 empty] | 0 | [5 empty] | 0 | [5 empty] | 0 | Total Civil |  |  |  | 2891.6 | 0 | Total Civil |  |  |  | 4087.8 | 0 | Total Civil |  |  |  | 4100.6 | 0 | Total Civil |  |  |  | 6260.75 | 0 | Total Civil |  |  |  | 6479.6 | 0 | Total Civil |  |  |  | 4380.75 | 0 | Total Civil |  |  |  | 4746 | 0 | Total Civil |  |  | 5415.75 |  |  | Total Civil |  |  |  | 5598.75 | 0
Total Mechanical and Plumbing Works |  |  |  | Total Mechanical and Plumbing Works |  |  |  | 785 |  | Total Mechanical and Plumbing Works |  |  |  | 4923 |  | Total Mechanical and Plumbing Works |  |  |  | 3846 |  | Total Mechanical and Plumbing Works |  |  |  | 1155 | 0 | Total Mechanical and Plumbing Works |  |  |  | 1099 |  | Total Mechanical and Plumbing Works |  |  |  | 2410 | 0 | Total Mechanical and Plumbing Works |  |  |  | 4050 |  | Total Mechanical and Plumbing Works |  |  |  | 1807 | 0 | Total Mechanical and Plumbing Works |  |  |  | 3722 | 0 | Total Mechanical and Plumbing Works |  |  |  | 669 | 0 | Total Mechanical and Plumbing Works |  |  |  | 1608 | 0 | Total Mechanical and Plumbing Works |  |  |  | 3086 | 0 | Total Mechanical and Plumbing Works |  |  |  | 4650 | 0 | Total Mechanical and Plumbing Works |  |  |  | 436 | 0 | Total Mechanical and Plumbing Works |  |  |  | 923 | 0 | Total Mechanical and Plumbing Works |  |  |  | 3974 |  | Total Mechanical and Plumbing Works |  |  |  | 3001 | 0 | Total Mechanical and Plumbing Works |  |  |  | 1019 | 0 | Total Mechanical and Plumbing Works |  |  |  | 3264 | 0 | Total Mechanical and Plumbing Works |  |  |  | 1544 | 0 | Total Mechanical and Plumbing Works |  |  |  | 691 | 0 | Total Mechanical and Plumbing Works |  |  |  | 808 | 0 | Total Mechanical and Plumbing Works |  |  |  | 1847 | 0 | Total Mechanical and Plumbing Works |  |  |  | 4520 | 0 | Total Mechanical and Plumbing Works |  |  |  | 1191 | 0 | Total Mechanical and Plumbing Works |  |  |  | 4521 | 0 | Total Mechanical |  |  |  | 3092 | 0 | Total Mechanical and Plumbing Works |  |  |  | 340 | 0 | Total Mechanical and Plumbing Works |  |  |  | 3536 | 0 | Total Mechanical and Plumbing Works |  |  |  | 1635 | 0 | Total Mechanical and Plumbing Works |  |  |  | 4386 | 0 | Total Mechanical and Plumbing Works |  |  |  | 3204 | 0 | Total Mechanical and Plumbing Works |  |  |  | 2702 | 0 | Total Mechanical and Plumbing Works |  |  |  | 1086 |  | Total Civil |  |  |  | 2046.75 | 0 | Total Mechanical and Plumbing Works |  |  |  | 3224 | 0 | Total Mechanical and Plumbing Works |  |  |  | 4518 | [5 empty] | 1895 | 0 | Total Mechanical and Plumbing Works |  |  |  | 1654 | 0 | Total Mechanical and Plumbing Works |  |  |  | 2938 | 0 | Total Mechanical and Plumbing Works |  |  |  | 1996 | 0 | Total Mechanical and Plumbing Works |  |  |  | 2533 | 0 | Total Mechanical and Plumbing Works |  |  |  | 3801 | 0 | Total Mechanical and Plumbing Works |  |  |  | 2858 | 0 | Total Mechanical and Plumbing Works |  |  |  | 2558 | 0 | Total Civil |  |  |  | 3724.75 | 0 | Total Mechanical and Plumbing Works |  |  |  | 4325 | 0 | Total Mechanical and Plumbing Works |  |  |  | 1754 | 0 | Total Mechanical and Plumbing Works |  |  |  | 2102 | 0 | Total Mechanical and Plumbing Works |  |  |  | 5182 | 0 | Total Mechanical and Plumbing Works |  |  |  | 2690 | 0 | Total Mechanical and Plumbing Works |  |  |  | 664 | 0 | Total Mechanical and Plumbing Works |  |  |  | 1072 | 0 | Total |  |  |  | 7322.75 | 0 | Total Mechanical and Plumbing Works |  |  |  | 2496 | 0 | Total Mechanical and Plumbing Works |  |  |  | 3649 | 0 | Total Mechanical and Plumbing Works |  |  |  | 4044 | 0 | Total Electrical Works |  |  |  | 1300 | 0 | Total |  |  |  | 13583.75 | 0 | Total |  |  |  | 12323.75 |  | Total |  |  |  | 12756.75 | 0 | Total Electrical Works |  |  |  | 1865 | 0 | Total |  |  |  | 8374.75 | 0 | Total Electrical Works |  |  |  | 2510 | 0 | Total Electrical Works |  |  |  | 1355 | 0 | Total |  |  |  | 11175 | 0 | Total |  |  |  | 8560 | 0 | Total |  |  |  | 12210.75 | 0 | Total Electrical Works |  |  |  | 1575 | 0 | Total |  |  |  | 14083.75 | 0 | Total |  |  |  | 8111.5 | 0 | Total |  |  |  | 13340.25 | 0 | Total |  |  |  | 8467.25 | 0 | Total |  |  |  | 11175.75 | 0 | Total Electrical Works |  |  |  | 1495 | 0 | Total Electrical Works |  |  |  | 1495 | 0 | Total |  |  |  | 12986.75 | 0 | Total |  |  |  | 15921.75 | 0 | Total |  |  |  | 11561.75 | 0 | Total |  |  |  | 6701.75 | 0 | Total |  |  |  | 8312.75 | 0 | Total Electrical Works |  |  |  | 2105 | 0 | [5 empty] | 0 | Total |  |  |  | 10625.75 | 0 | Total |  |  |  | 7078.75 | 0 | Total |  |  |  | 13075.75 | 0 | Total |  |  |  | 13075.75 | 0 | Total Electrical Works |  |  |  | 1270 | 0 | Total |  |  |  | 7235.75 | 0 | Total |  |  |  | 7736.75 | 0 | Total Electrical Works |  |  |  | 1575 | 0 | Total Electrical Works |  |  |  | 1525 | 0 | Total |  |  |  | 11056.25 | 0 | Total |  |  |  | 7596.75 | 0 | Total |  |  |  | 12152.75 | 0 | Total |  |  |  | 14124 | 0 | Total |  |  |  | 6058 | 0 | Total |  |  |  | 8739.75 | 0 | Total |  |  |  | 10012.75 | 0 | Total |  |  |  | 13792.75 | 0 | Total |  |  |  | 8455.75 | 0 | Total |  |  |  | 10144.75 | 0 | Total |  |  |  | 15330.5 | 0 | [5 empty] | 0 | Total |  |  |  | 12995.75 | 0 | Total |  |  |  | 11224.75 | 0 | Total |  |  |  | 8241.75 | 0 | Total |  |  |  | 10471.75 | 0 | Total |  |  |  | 10921.75 | 0 | Total |  |  |  | 9440.75 | 0 | Total |  |  |  | 11873.75 | 0 | Total Electrical Works |  |  |  | 1445 | 0 | Total |  |  |  | 14224.75 | 0 | Total |  |  |  | 6797.75 | 0 | Total |  |  |  | 11416.25 | 0 | Total |  |  |  | 12514.75 | 0 | Total |  |  |  | 10296.75 | 0 | Total |  |  |  | 14468.5 | 0 | Total |  |  |  | 9299.75 | 0 | Total |  |  |  | 11531.75 | 0 | [5 empty] | 0 | Total |  |  |  | 13463.75 | 0 | Total |  |  |  | 11780.75 | 0 | Total |  |  |  | 13456.75 | 0 | Total Electrical Works |  |  |  | 1761 | 0 | Total |  |  |  | 11463.6 | 0 | Total |  |  |  | 10073.6 | 0 | Total |  |  |  | 6838.6 | 0 | Total Electrical Works |  |  |  | 1495 | 0 | Total Electrical Works |  |  |  | 2395 | 0 | Total Electrical Works |  |  |  | 2265 | 0 | Total |  |  |  | 13934.5 | 0 | Total Electrical Works |  |  |  | 2365 | 0 | Total Electrical Works |  |  |  | 1445 | 0 | Total Electrical Works |  |  |  | 1671 | 0 | Total Civil |  |  |  | 5358.75 | 0 | Total Civil |  |  |  | 5260.5 | 0 | Total Civil |  |  |  | 3746.6 | 0 | Total Civil |  |  |  | 3438.15 | 0 | Total Civil |  |  |  | 2935.35 | 0 | Total Civil |  |  |  | 4488.35 | 0 | Total Civil |  |  |  | 2671.6 | 0 | Total Civil |  |  |  | 4276.3 | 0 | Total Civil |  |  |  | 3047.6 | 0 | Total Civil |  |  |  | 4501.6 | 0 | Total Mechanical and Plumbing Works |  |  |  | 4832 | 0 | Total Mechanical and Plumbing Works |  |  |  | 355 | 0 | Total Mechanical and Plumbing Works |  |  |  | 1690 | 0 | Total Mechanical and Plumbing Works |  |  |  | 4658 | 0 | Total Mechanical and Plumbing Works |  |  |  | 4394 | 0 | Total Mechanical and Plumbing Works |  |  |  | 4986 | 0 | Total Mechanical and Plumbing Works |  |  |  | 5114 | 0 | Total Mechanical and Plumbing Works |  |  | 1750 |  |  | Total Mechanical and Plumbing Works |  |  |  | 1528 | 0
Total Electrical Works |  |  |  | Total Electrical Works |  |  |  | 1595 |  | Total Electrical Works |  |  |  | 1725 |  | Total Electrical Works |  |  |  | 1380 |  | Total Electrical Works |  |  |  | 8518.75 | 0 | Total Electrical Works |  |  |  | 1585 |  | Total Electrical Works |  |  |  | 1575 | 0 | Total Electrical Works |  |  |  | 1525 |  | Total Electrical Works |  |  |  | 1465 | 0 | Total Electrical Works |  |  |  | 1265 | 0 | Total Electrical Works |  |  |  | 1600 | 0 | Total Electrical Works |  |  |  | 1045 | 0 | Total Electrical Works |  |  |  | 1555 | 0 | Total Electrical Works |  |  |  | 1555 | 0 | Total Electrical Works |  |  |  | 1320 | 0 | Total Electrical Works |  |  |  | 1575 | 0 | Total Electrical Works |  |  |  | 1656 |  | Total Electrical Works |  |  |  | 1525 | 0 | Total Electrical Works |  |  |  | 1415 | 0 | Total Electrical Works |  |  |  | 1562 | 0 | Total Electrical Works |  |  |  | 1255 | 0 | Total Electrical Works |  |  |  | 920 | 0 | Total Electrical Works |  |  |  | 1515 | 0 | Total Electrical Works |  |  |  | 1505 | 0 | Total Electrical Works |  |  |  | 1495 | 0 | Total Electrical Works |  |  |  | 1375 | 0 | Total Electrical Works |  |  |  | 873 | 0 | Total Electrical |  |  |  | 1350 | 0 | Total Electrical Works |  |  |  | 1320 | 0 | Total Electrical Works |  |  |  | 1455 | 0 | Total Electrical Works |  |  |  | 1475 | 0 | Total Electrical Works |  |  |  | 1926 | 0 | Total Electrical Works |  |  |  | 1025 | 0 | Total Electrical Works |  |  |  | 1435 | 0 | Total Electrical Works |  |  |  | 1555 |  | Total Mechanical and Plumbing Works |  |  |  | 905 | 0 | Total Electrical Works |  |  |  | 1186 | 0 | Total Electrical Works |  |  |  | 1240 | 0 |  |  |  |  | 1139 | 0 | Total Electrical Works |  |  |  | 1508 | 0 | Total Electrical Works |  |  |  | 1335 | 0 | Total Electrical Works |  |  |  | 1555 | 0 | Total Electrical Works |  |  |  | 1405 | 0 | Total Electrical Works |  |  |  | 1165 | 0 | Total Electrical Works |  |  |  | 1575 | 0 | Total Electrical Works |  |  |  | 1681 | 0 | Total Mechanical and Plumbing Works |  |  |  | 626 | 0 | Total Electrical Works |  |  |  | 1335 | 0 | Total Electrical Works |  |  |  | 1165 | 0 | Total Electrical Works |  |  |  | 1425 | 0 | Total Electrical Works |  |  |  | 1671 | 0 | Total Electrical Works |  |  |  | 2345 | 0 | Total Electrical Works |  |  |  | 1770 | 0 | Total Electrical Works |  |  |  | 1855 | 0 | [5 empty] | 0 | Total Electrical Works |  |  |  | 1355 | 0 | Total Electrical Works |  |  |  | 1190 | 0 | Total Electrical Works |  |  |  | 1311 | 0 | Total |  |  |  | 9906.5 | 0 | [5 empty] | 0 | [11 empty] | 0 | Total |  |  |  | 12405.1 | 0 | [6 empty] | Total |  |  |  | 12510.6 | 0 | Total |  |  |  | 8431.85 | 0 | [5 empty] | 0 | [11 empty] | 0 | Total |  |  |  | 14191.75 | 0 | [5 empty] | 0 | [5 empty] | 0 | [5 empty] | 0 | [5 empty] | 0 | [5 empty] | 0 | Total |  |  |  | 10451.75 | 0 | Total |  |  |  | 12510.75 | 0 | [5 empty] | 0 | [5 empty] | 0 | [5 empty] | 0 | [5 empty] | 0 | [5 empty] | 0 | Total |  |  |  | 14390.75 | 0 | Total |  |  |  | 8546.75 | 0 | [5 empty] | 0 | [5 empty] | 0 | [5 empty] | 0 | [5 empty] | 0 | Total |  |  |  | 8195.75 | 0 | [5 empty] | 0 | [5 empty] | 0 | Total |  |  |  | 10149.75 | 0 | Total |  |  |  | 11781.75 | 0 | [5 empty] | 0 | [5 empty] | 0 | [5 empty] | 0 | [5 empty] | 0 | [5 empty] | 0 | [5 empty] | 0 | [5 empty] | 0 | [5 empty] | 0 | [5 empty] | 0 | [5 empty] | 0 | [5 empty] | 0 | [5 empty] | 0 | [5 empty] | 0 | [5 empty] | 0 | [5 empty] | 0 | [5 empty] | 0 | [5 empty] | 0 | [5 empty] | 0 | [5 empty] | 0 | Total |  |  |  | 14158.75 | 0 | [5 empty] | 0 | [5 empty] | 0 | [11 empty] | 0 | [5 empty] | 0 | [5 empty] | 0 | [5 empty] | 0 | [5 empty] | 0 | Total |  |  |  | 7626.75 | 0 | [5 empty] | 0 | [11 empty] | 0 | Total |  |  |  | 9192.75 | 0 | [5 empty] | 0 | [5 empty] | 0 | [5 empty] | 0 | Total |  |  |  | 8789.35 | 0 | Total |  |  |  | 12836.3 | 0 | Total |  |  |  | 8333.35 | 0 | [5 empty] | 0 | Total |  |  |  | 8002 | 0 | Total |  |  |  | 8605.75 | 0 | Total |  |  |  | 12060.25 | 0 | Total Mechanical and Plumbing Works |  |  |  | 4020 | 0 | Total Mechanical and Plumbing Works |  |  |  | 4510 | 0 | Total Mechanical and Plumbing Works |  |  |  | 5050 | 0 | Total Mechanical and Plumbing Works |  |  |  | 4562 | 0 | Total Mechanical and Plumbing Works |  |  |  | 4274 | 0 | Total Mechanical and Plumbing Works |  |  |  | 3154 | 0 | Total Mechanical and Plumbing Works |  |  |  | 3672 | 0 | Total Mechanical and Plumbing Works |  |  |  | 3225 | 0 | Total Mechanical and Plumbing Works |  |  |  | 4826 | 0 | Total Mechanical and Plumbing Works |  |  |  | 4258 | 0 | Total Electrical Works |  |  |  | 1716 | 0 | Total Electrical Works |  |  |  | 1686 | 0 | Total Electrical Works |  |  |  | 1836 | 0 | Total Electrical Works |  |  |  | 1735 | 0 | Total Electrical Works |  |  |  | 1644 | 0 | Total Electrical Works |  |  |  | 1541 | 0 | Total Electrical Works |  |  |  | 1786 | 0 | Total Electrical Works |  |  | 840 |  |  | Total Electrical Works |  |  |  | 1115 | 0
Total |  |  |  | Total |  |  |  | 4597.75 |  | Total |  |  |  | 11101.75 |  | Total |  |  |  | 7704.75 |  | Total | [5 empty] | Total |  |  |  | 6107.75 |  | Total |  |  |  | 7747.75 | 0 | Total |  |  |  | 8540.75 |  | Total |  |  |  | 6295.25 | 0 | Total |  |  |  | 8412.5 | 0 | Total |  |  |  | 6156.75 | 0 | Total |  |  |  | 6002.75 | 0 | Total |  |  |  | 8022.75 | 0 | Total |  |  |  | 13481.75 | 0 | Total |  |  |  | 6269.75 | 0 | Total |  |  |  | 4301.75 | 0 | Total |  |  |  | 7683.75 |  | Total |  |  |  | 7520.75 | 0 | Total |  |  |  | 5181.75 | 0 | Total |  |  |  | 7551.75 | 0 | Total |  |  |  | 4878.75 | 0 | Total |  |  |  | 3226.75 | 0 | Total |  |  |  | 5723.75 | 0 | Total |  |  |  | 6432.75 | 0 | Total |  |  |  | 11166.75 | 0 | Total |  |  |  | 6085.75 | 0 | Total |  |  |  | 7491.75 | 0 | Total |  |  |  | 7516.75 | 0 | Total |  |  |  | 3789.25 | 0 | Total |  |  |  | 5917.25 | 0 | Total |  |  |  | 5629.5 | 0 | Total |  |  |  | 9617.75 | 0 | Total |  |  |  | 8257 | 0 | Total |  |  |  | 8292.75 | 0 | Total |  |  |  | 6961.75 |  | Total Electrical Works |  |  |  | 1534 | 0 | Total |  |  |  | 7117.6 | 0 | Total |  |  |  | 9936 | 0 | Total |  |  |  | 7959.6 | 0 | Total |  |  |  | 6431.75 | 0 | Total |  |  |  | 7802.75 | 0 | Total |  |  |  | 4940.75 | 0 | Total |  |  |  | 6755.75 | 0 | Total |  |  |  | 7679.6 | 0 | Total |  |  |  | 6748.75 | 0 | Total |  |  |  | 8242.6 | 0 | Total Electrical Works |  |  |  | 1515 | 0 | Total |  |  |  | 8291.6 | 0 | Total |  |  |  | 6014 | 0 | Total |  |  |  | 6687.75 | 0 | Total |  |  |  | 8785.75 | 0 | Total |  |  |  | 8129.75 | 0 | Total |  |  |  | 4792.5 | 0 | Total |  |  |  | 5522.75 | 0 | [6 empty] | Total |  |  |  | 6060.75 | 0 | Total |  |  |  | 7054.75 | 0 | Total |  |  |  | 7470.75 | 0 | [5 empty] | 0 | [5 empty] | 0 | [11 empty] | 0 | [5 empty] | 0 | [17 empty] | 0 | [5 empty] | 0 | [11 empty] | 0 | [5 empty] | 0 | [5 empty] | 0 | [5 empty] | 0 | [5 empty] | 0 | [5 empty] | 0 | [5 empty] | 0 | [5 empty] | 0 | [5 empty] | 0 | [5 empty] | 0 | [5 empty] | 0 | [5 empty] | 0 | [5 empty] | 0 | [5 empty] | 0 | [5 empty] | 0 | [5 empty] | 0 | [5 empty] | 0 | [5 empty] | 0 | [5 empty] | 0 | [5 empty] | 0 | [11 empty] | 0 | [5 empty] | 0 | [5 empty] | 0 | [5 empty] | 0 | [5 empty] | 0 | [5 empty] | 0 | [5 empty] | 0 | [5 empty] | 0 | [5 empty] | 0 | [5 empty] | 0 | [5 empty] | 0 | [5 empty] | 0 | [5 empty] | 0 | [5 empty] | 0 | [5 empty] | 0 | [5 empty] | 0 | [5 empty] | 0 | [5 empty] | 0 | [5 empty] | 0 | [5 empty] | 0 | [5 empty] | 0 | [5 empty] | 0 | [5 empty] | 0 | [5 empty] | 0 | [5 empty] | 0 | [5 empty] | 0 | [11 empty] | 0 | [5 empty] | 0 | [5 empty] | 0 | [5 empty] | 0 | [5 empty] | 0 | [5 empty] | 0 | [5 empty] | 0 | [11 empty] | 0 | [5 empty] | 0 | [5 empty] | 0 | [11 empty] | 0 | [5 empty] | 0 | [11 empty] | 0 | [11 empty] | 0 | [5 empty] | 0 | [5 empty] | 0 | Total Electrical Works |  |  |  | 1846 | 0 | Total Electrical Works |  |  |  | 1455 | 0 | Total Electrical Works |  |  |  | 1686 | 0 | Total Electrical Works |  |  |  | 1535 | 0 | Total Electrical Works |  |  |  | 1455 | 0 | Total Electrical Works |  |  |  | 1831 | 0 | Total Electrical Works |  |  |  | 1705 | 0 | Total Electrical Works |  |  |  | 1425 | 0 | Total Electrical Works |  |  |  | 1665 | 0 | Total Electrical Works |  |  |  | 1555 | 0 | Total |  |  |  | 9439.6 | 0 | Total |  |  |  | 6128.8 | 0 | Total |  |  |  | 7626.6 | 0 | Total |  |  |  | 12653.75 | 0 | Total |  |  |  | 12517.6 | 0 | Total |  |  |  | 10907.75 | 0 | Total |  |  |  | 11646 | 0 | Total |  |  | 8005.75 |  |  | Total |  |  |  | 8241.75 | 0
[39 empty] | 0 | [11 empty] | 0 | [5 empty] | 0 | [5 empty] | 0 | [5 empty] | 0 | [5 empty] | 0 | [5 empty] | 0 | [5 empty] | 0 | [5 empty] | 0 | [17 empty] | 0 | [5 empty] | 0 | [5 empty] | 0 | [41 empty] | 0 | [11 empty] | 0 | [11 empty] | 0 | [5 empty] | 0 | [5 empty] | 0 | [5 empty] | 0 | Total |  |  |  | 4485.75 | 0 | [5 empty] | 0 | [5 empty] | 0 | [5 empty] | 0 | [5 empty] | 0 | [5 empty] | 0 | [5 empty] | 0 | [5 empty] | 0 | [18 empty] | Total |  |  |  | 5865.75 | 0 | [17 empty] | 0 | [35 empty] | 0 | [5 empty] | 0 | [11 empty] | 0 | [5 empty] | 0 | [11 empty] | 0 | [5 empty] | 0 | [17 empty] | 0 | [5 empty] | 0 | [11 empty] | 0 | [5 empty] | 0 | [5 empty] | 0 | [5 empty] | 0 | [5 empty] | 0 | [5 empty] | 0 | [5 empty] | 0 | [5 empty] | 0 | [5 empty] | 0 | [5 empty] | 0 | [5 empty] | 0 | [5 empty] | 0 | [5 empty] | 0 | [5 empty] | 0 | [11 empty] | 0 | [5 empty] | 0 | [5 empty] | 0 | [5 empty] | 0 | [5 empty] | 0 | [11 empty] | 0 | [5 empty] | 0 | [5 empty] | 0 | [5 empty] | 0 | [5 empty] | 0 | [5 empty] | 0 | [5 empty] | 0 | [5 empty] | 0 | [5 empty] | 0 | [5 empty] | 0 | [5 empty] | 0 | [11 empty] | 0 | [5 empty] | 0 | [11 empty] | 0 | [5 empty] | 0 | [11 empty] | 0 | [5 empty] | 0 | [5 empty] | 0 | [5 empty] | 0 | [11 empty] | 0 | [5 empty] | 0 | [5 empty] | 0 | [11 empty] | 0 | [5 empty] | 0 | [5 empty] | 0 | [5 empty] | 0 | [5 empty] | 0 | [5 empty] | 0 | [5 empty] | 0 | [35 empty] | 0 | [17 empty] | 0 | [17 empty] | 0 | [6 empty] | Total |  |  |  | 11224.75 | 0 | Total |  |  |  | 11225.5 | 0 | Total |  |  |  | 10482.6 | 0 | Total |  |  |  | 9535.15 | 0 | Total |  |  |  | 8664.35 | 0 | Total |  |  |  | 9473.35 | 0 | Total |  |  |  | 8048.6 | 0 | Total |  |  |  | 8926.3 | 0 | Total |  |  |  | 9538.6 | 0 | Total |  |  |  | 10314.6 | 0 | [5 empty] | 0 | [5 empty] | 0 | [5 empty] | 0 | [5 empty] | 0 | [5 empty] | 0 | [5 empty] | 0 | [5 empty] | 0 | [5 empty] | 0 | [5 empty] | 0
[39 empty] | 0 | [11 empty] | 0 | [5 empty] | 0 | [5 empty] | 0 | [5 empty] | 0 | [5 empty] | 0 | [5 empty] | 0 | [5 empty] | 0 | [5 empty] | 0 | [23 empty] | 0 | [5 empty] | 0 | [53 empty] | 0 | [23 empty] | 0 | [5 empty] | 0 | [5 empty] | 0 | [5 empty] | 0 | [5 empty] | 0 | [5 empty] | 0 | [5 empty] | 0 | [5 empty] | 0 | [5 empty] | 0 | [5 empty] | 0 | [83 empty] | 0 | [11 empty] | 0 | [5 empty] | 0 | [11 empty] | 0 | [5 empty] | 0 | [17 empty] | 0 | [5 empty] | 0 | [11 empty] | 0 | [5 empty] | 0 | [5 empty] | 0 | [5 empty] | 0 | [5 empty] | 0 | [5 empty] | 0 | [5 empty] | 0 | [5 empty] | 0 | [5 empty] | 0 | [5 empty] | 0 | [5 empty] | 0 | [5 empty] | 0 | [5 empty] | 0 | [5 empty] | 0 | [11 empty] | 0 | [5 empty] | 0 | [5 empty] | 0 | [5 empty] | 0 | [5 empty] | 0 | [11 empty] | 0 | [5 empty] | 0 | [5 empty] | 0 | [5 empty] | 0 | [5 empty] | 0 | [5 empty] | 0 | [5 empty] | 0 | [5 empty] | 0 | [5 empty] | 0 | [5 empty] | 0 | [5 empty] | 0 | [11 empty] | 0 | [5 empty] | 0 | [11 empty] | 0 | [17 empty] | 0 | [5 empty] | 0 | [5 empty] | 0 | [5 empty] | 0 | [11 empty] | 0 | [5 empty] | 0 | [5 empty] | 0 | [11 empty] | 0 | [5 empty] | 0 | [5 empty] | 0 | [5 empty] | 0 | [5 empty] | 0 | [5 empty] | 0 | [5 empty] | 0 | [35 empty] | 0 | [17 empty] | 0 | [29 empty] | 0 | [5 empty] | 0 | [5 empty] | 0 | [5 empty] | 0 | [5 empty] | 0 | [5 empty] | 0 | [5 empty] | 0 | [5 empty] | 0 | [5 empty] | 0 | [5 empty] | 0 | [5 empty] | 0 | [5 empty] | 0 | [5 empty] | 0 | [5 empty] | 0 | [5 empty] | 0 | [5 empty] | 0 | [5 empty] | 0 | [5 empty] | 0 | [5 empty] | 0
[39 empty] | 0 | [11 empty] | 0 | [5 empty] | 0 | [5 empty] | 0 | [5 empty] | 0 | [5 empty] | 0 | [5 empty] | 0 | [5 empty] | 0 | [5 empty] | 0 | [23 empty] | 0 | [5 empty] | 0 | [53 empty] | 0 | [23 empty] | 0 | [5 empty] | 0 | [11 empty] | 0 | [5 empty] | 0 | [5 empty] | 0 | [5 empty] | 0 | [5 empty] | 0 | [5 empty] | 0 | [5 empty] | 0 | [83 empty] | 0 | [11 empty] | 0 | [5 empty] | 0 | [11 empty] | 0 | [5 empty] | 0 | [17 empty] | 0 | [5 empty] | 0 | [11 empty] | 0 | [5 empty] | 0 | [5 empty] | 0 | [5 empty] | 0 | [5 empty] | 0 | [5 empty] | 0 | [5 empty] | 0 | [5 empty] | 0 | [5 empty] | 0 | [5 empty] | 0 | [5 empty] | 0 | [5 empty] | 0 | [5 empty] | 0 | [5 empty] | 0 | [11 empty] | 0 | [5 empty] | 0 | [5 empty] | 0 | [5 empty] | 0 | [5 empty] | 0 | [11 empty] | 0 | [5 empty] | 0 | [5 empty] | 0 | [5 empty] | 0 | [5 empty] | 0 | [5 empty] | 0 | [5 empty] | 0 | [5 empty] | 0 | [5 empty] | 0 | [5 empty] | 0 | [5 empty] | 0 | [11 empty] | 0 | [5 empty] | 0 | [11 empty] | 0 | [17 empty] | 0 | [5 empty] | 0 | [5 empty] | 0 | [5 empty] | 0 | [11 empty] | 0 | [5 empty] | 0 | [17 empty] | 0 | [5 empty] | 0 | [5 empty] | 0 | [5 empty] | 0 | [11 empty] | 0 | [5 empty] | 0 | [53 empty] | 0 | [29 empty] | 0 | [5 empty] | 0 | [5 empty] | 0 | [5 empty] | 0 | [5 empty] | 0 | [5 empty] | 0 | [5 empty] | 0 | [5 empty] | 0 | [5 empty] | 0 | [5 empty] | 0 | [5 empty] | 0 | [5 empty] | 0 | [5 empty] | 0 | [5 empty] | 0 | [5 empty] | 0 | [5 empty] | 0 | [5 empty] | 0 | [5 empty] | 0 | [5 empty] | 0
[39 empty] | 0 | [11 empty] | 0 | [5 empty] | 0 | [5 empty] | 0 | [5 empty] | 0 | [5 empty] | 0 | [5 empty] | 0 | [5 empty] | 0 | [5 empty] | 0 | [23 empty] | 0 | [5 empty] | 0 | [77 empty] | 0 | [5 empty] | 0 | [11 empty] | 0 | [5 empty] | 0 | [5 empty] | 0 | [5 empty] | 0 | [5 empty] | 0 | [11 empty] | 0 | [83 empty] | 0 | [11 empty] | 0 | [5 empty] | 0 | [11 empty] | 0 | [5 empty] | 0 | [17 empty] | 0 | [5 empty] | 0 | [11 empty] | 0 | [5 empty] | 0 | [5 empty] | 0 | [11 empty] | 0 | [5 empty] | 0 | [11 empty] | 0 | [5 empty] | 0 | [5 empty] | 0 | [5 empty] | 0 | [5 empty] | 0 | [11 empty] | 0 | [11 empty] | 0 | [5 empty] | 0 | [11 empty] | 0 | [5 empty] | 0 | [11 empty] | 0 | [5 empty] | 0 | [5 empty] | 0 | [5 empty] | 0 | [5 empty] | 0 | [5 empty] | 0 | [5 empty] | 0 | [5 empty] | 0 | [5 empty] | 0 | [5 empty] | 0 | [5 empty] | 0 | [11 empty] | 0 | [5 empty] | 0 | [11 empty] | 0 | [17 empty] | 0 | [5 empty] | 0 | [5 empty] | 0 | [5 empty] | 0 | [11 empty] | 0 | [5 empty] | 0 | [17 empty] | 0 | [11 empty] | 0 | [5 empty] | 0 | [11 empty] | 0 | [5 empty] | 0 | [53 empty] | 0 | [29 empty] | 0 | [5 empty] | 0 | [5 empty] | 0 | [5 empty] | 0 | [5 empty] | 0 | [5 empty] | 0 | [5 empty] | 0 | [5 empty] | 0 | [5 empty] | 0 | [5 empty] | 0 | [5 empty] | 0 | [5 empty] | 0 | [5 empty] | 0 | [5 empty] | 0 | [5 empty] | 0 | [5 empty] | 0 | [5 empty] | 0 | [5 empty] | 0 | [5 empty] | 0
[39 empty] | 0 | [11 empty] | 0 | [5 empty] | 0 | [5 empty] | 0 | [5 empty] | 0 | [5 empty] | 0 | [5 empty] | 0 | [5 empty] | 0 | [5 empty] | 0 | [23 empty] | 0 | [5 empty] | 0 | [77 empty] | 0 | [5 empty] | 0 | [11 empty] | 0 | [5 empty] | 0 | [5 empty] | 0 | [5 empty] | 0 | [5 empty] | 0 | [11 empty] | 0 | [83 empty] | 0 | [11 empty] | 0 | [5 empty] | 0 | [11 empty] | 0 | [5 empty] | 0 | [17 empty] | 0 | [5 empty] | 0 | [11 empty] | 0 | [5 empty] | 0 | [5 empty] | 0 | [11 empty] | 0 | [17 empty] | 0 | [5 empty] | 0 | [5 empty] | 0 | [5 empty] | 0 | [5 empty] | 0 | [11 empty] | 0 | [11 empty] | 0 | [5 empty] | 0 | [11 empty] | 0 | [5 empty] | 0 | [11 empty] | 0 | [5 empty] | 0 | [5 empty] | 0 | [5 empty] | 0 | [5 empty] | 0 | [5 empty] | 0 | [5 empty] | 0 | [5 empty] | 0 | [5 empty] | 0 | [5 empty] | 0 | [5 empty] | 0 | [11 empty] | 0 | [5 empty] | 0 | [11 empty] | 0 | [17 empty] | 0 | [5 empty] | 0 | [5 empty] | 0 | [5 empty] | 0 | [11 empty] | 0 | [5 empty] | 0 | [17 empty] | 0 | [11 empty] | 0 | [5 empty] | 0 | [11 empty] | 0 | [5 empty] | 0 | [53 empty] | 0 | [29 empty] | 0 | [5 empty] | 0 | [5 empty] | 0 | [5 empty] | 0 | [5 empty] | 0 | [5 empty] | 0 | [5 empty] | 0 | [5 empty] | 0 | [5 empty] | 0 | [5 empty] | 0 | [5 empty] | 0 | [5 empty] | 0 | [5 empty] | 0 | [5 empty] | 0 | [5 empty] | 0 | [5 empty] | 0 | [5 empty] | 0 | [5 empty] | 0 | [5 empty] | 0
[39 empty] | 0 | [11 empty] | 0 | [5 empty] | 0 | [5 empty] | 0 | [5 empty] | 0 | [5 empty] | 0 | [5 empty] | 0 | [5 empty] | 0 | [5 empty] | 0 | [23 empty] | 0 | [5 empty] | 0 | [77 empty] | 0 | [5 empty] | 0 | [11 empty] | 0 | [5 empty] | 0 | [5 empty] | 0 | [5 empty] | 0 | [5 empty] | 0 | [11 empty] | 0 | [83 empty] | 0 | [11 empty] | 0 | [5 empty] | 0 | [11 empty] | 0 | [5 empty] | 0 | [17 empty] | 0 | [5 empty] | 0 | [11 empty] | 0 | [5 empty] | 0 | [5 empty] | 0 | [11 empty] | 0 | [17 empty] | 0 | [5 empty] | 0 | [5 empty] | 0 | [5 empty] | 0 | [5 empty] | 0 | [11 empty] | 0 | [11 empty] | 0 | [5 empty] | 0 | [11 empty] | 0 | [5 empty] | 0 | [11 empty] | 0 | [5 empty] | 0 | [5 empty] | 0 | [5 empty] | 0 | [5 empty] | 0 | [5 empty] | 0 | [5 empty] | 0 | [5 empty] | 0 | [5 empty] | 0 | [5 empty] | 0 | [5 empty] | 0 | [11 empty] | 0 | [5 empty] | 0 | [11 empty] | 0 | [17 empty] | 0 | [5 empty] | 0 | [5 empty] | 0 | [5 empty] | 0 | [11 empty] | 0 | [5 empty] | 0 | [17 empty] | 0 | [11 empty] | 0 | [5 empty] | 0 | [11 empty] | 0 | [5 empty] | 0 | [53 empty] | 0 | [29 empty] | 0 | [5 empty] | 0 | [11 empty] | 0 | [5 empty] | 0 | [5 empty] | 0 | [5 empty] | 0 | [5 empty] | 0 | [5 empty] | 0 | [5 empty] | 0 | [5 empty] | 0 | [11 empty] | 0 | [5 empty] | 0 | [5 empty] | 0 | [5 empty] | 0 | [5 empty] | 0 | [5 empty] | 0 | [5 empty] | 0
[39 empty] | 0 | [11 empty] | 0 | [5 empty] | 0 | [5 empty] | 0 | [5 empty] | 0 | [5 empty] | 0 | [5 empty] | 0 | [5 empty] | 0 | [5 empty] | 0 | [23 empty] | 0 | [5 empty] | 0 | [77 empty] | 0 | [5 empty] | 0 | [11 empty] | 0 | [5 empty] | 0 | [5 empty] | 0 | [5 empty] | 0 | [5 empty] | 0 | [11 empty] | 0 | [83 empty] | 0 | [11 empty] | 0 | [17 empty] | 0 | [5 empty] | 0 | [17 empty] | 0 | [5 empty] | 0 | [11 empty] | 0 | [5 empty] | 0 | [5 empty] | 0 | [11 empty] | 0 | [17 empty] | 0 | [5 empty] | 0 | [5 empty] | 0 | [5 empty] | 0 | [5 empty] | 0 | [11 empty] | 0 | [11 empty] | 0 | [5 empty] | 0 | [11 empty] | 0 | [5 empty] | 0 | [11 empty] | 0 | [5 empty] | 0 | [5 empty] | 0 | [5 empty] | 0 | [5 empty] | 0 | [5 empty] | 0 | [5 empty] | 0 | [5 empty] | 0 | [5 empty] | 0 | [5 empty] | 0 | [5 empty] | 0 | [11 empty] | 0 | [5 empty] | 0 | [11 empty] | 0 | [17 empty] | 0 | [5 empty] | 0 | [5 empty] | 0 | [5 empty] | 0 | [11 empty] | 0 | [5 empty] | 0 | [17 empty] | 0 | [11 empty] | 0 | [5 empty] | 0 | [11 empty] | 0 | [5 empty] | 0 | [53 empty] | 0 | [29 empty] | 0 | [5 empty] | 0 | [11 empty] | 0 | [5 empty] | 0 | [5 empty] | 0 | [5 empty] | 0 | [5 empty] | 0 | [5 empty] | 0 | [5 empty] | 0 | [5 empty] | 0 | [11 empty] | 0 | [5 empty] | 0 | [5 empty] | 0 | [5 empty] | 0 | [5 empty] | 0 | [5 empty] | 0 | [5 empty] | 0
[39 empty] | 0 | [11 empty] | 0 | [5 empty] | 0 | [5 empty] | 0 | [5 empty] | 0 | [5 empty] | 0 | [5 empty] | 0 | [5 empty] | 0 | [5 empty] | 0 | [23 empty] | 0 | [5 empty] | 0 | [77 empty] | 0 | [5 empty] | 0 | [11 empty] | 0 | [5 empty] | 0 | [5 empty] | 0 | [5 empty] | 0 | [5 empty] | 0 | [11 empty] | 0 | [83 empty] | 0 | [11 empty] | 0 | [17 empty] | 0 | [5 empty] | 0 | [17 empty] | 0 | [5 empty] | 0 | [11 empty] | 0 | [5 empty] | 0 | [5 empty] | 0 | [11 empty] | 0 | [17 empty] | 0 | [5 empty] | 0 | [5 empty] | 0 | [5 empty] | 0 | [5 empty] | 0 | [11 empty] | 0 | [11 empty] | 0 | [5 empty] | 0 | [11 empty] | 0 | [5 empty] | 0 | [11 empty] | 0 | [5 empty] | 0 | [5 empty] | 0 | [5 empty] | 0 | [5 empty] | 0 | [5 empty] | 0 | [5 empty] | 0 | [5 empty] | 0 | [5 empty] | 0 | [5 empty] | 0 | [5 empty] | 0 | [11 empty] | 0 | [5 empty] | 0 | [11 empty] | 0 | [17 empty] | 0 | [5 empty] | 0 | [5 empty] | 0 | [5 empty] | 0 | [17 empty] | 0 | [17 empty] | 0 | [11 empty] | 0 | [17 empty] | 0 | [5 empty] | 0 | [53 empty] | 0 | [29 empty] | 0 | [5 empty] | 0 | [11 empty] | 0 | [5 empty] | 0 | [5 empty] | 0 | [5 empty] | 0 | [5 empty] | 0 | [5 empty] | 0 | [5 empty] | 0 | [5 empty] | 0 | [11 empty] | 0 | [5 empty] | 0 | [5 empty] | 0 | [5 empty] | 0 | [5 empty] | 0 | [5 empty] | 0 | [5 empty] | 0
[39 empty] | 0 | [11 empty] | 0 | [5 empty] | 0 | [5 empty] | 0 | [5 empty] | 0 | [5 empty] | 0 | [5 empty] | 0 | [5 empty] | 0 | [5 empty] | 0 | [23 empty] | 0 | [5 empty] | 0 | [77 empty] | 0 | [5 empty] | 0 | [11 empty] | 0 | [5 empty] | 0 | [5 empty] | 0 | [5 empty] | 0 | [5 empty] | 0 | [11 empty] | 0 | [83 empty] | 0 | [11 empty] | 0 | [17 empty] | 0 | [5 empty] | 0 | [17 empty] | 0 | [5 empty] | 0 | [11 empty] | 0 | [5 empty] | 0 | [5 empty] | 0 | [11 empty] | 0 | [17 empty] | 0 | [5 empty] | 0 | [5 empty] | 0 | [5 empty] | 0 | [5 empty] | 0 | [11 empty] | 0 | [11 empty] | 0 | [5 empty] | 0 | [11 empty] | 0 | [5 empty] | 0 | [11 empty] | 0 | [5 empty] | 0 | [5 empty] | 0 | [5 empty] | 0 | [5 empty] | 0 | [5 empty] | 0 | [5 empty] | 0 | [5 empty] | 0 | [5 empty] | 0 | [5 empty] | 0 | [5 empty] | 0 | [11 empty] | 0 | [5 empty] | 0 | [11 empty] | 0 | [17 empty] | 0 | [5 empty] | 0 | [5 empty] | 0 | [5 empty] | 0 | [17 empty] | 0 | [17 empty] | 0 | [11 empty] | 0 | [17 empty] | 0 | [5 empty] | 0 | [53 empty] | 0 | [29 empty] | 0 | [17 empty] | 0 | [5 empty] | 0 | [5 empty] | 0 | [5 empty] | 0 | [5 empty] | 0 | [5 empty] | 0 | [5 empty] | 0 | [5 empty] | 0 | [11 empty] | 0 | [5 empty] | 0 | [11 empty] | 0 | [5 empty] | 0 | [5 empty] | 0 | [5 empty] | 0
[39 empty] | 0 | [11 empty] | 0 | [5 empty] | 0 | [5 empty] | 0 | [5 empty] | 0 | [5 empty] | 0 | [5 empty] | 0 | [5 empty] | 0 | [5 empty] | 0 | [23 empty] | 0 | [5 empty] | 0 | [77 empty] | 0 | [5 empty] | 0 | [11 empty] | 0 | [5 empty] | 0 | [5 empty] | 0 | [5 empty] | 0 | [5 empty] | 0 | [11 empty] | 0 | [83 empty] | 0 | [11 empty] | 0 | [17 empty] | 0 | [5 empty] | 0 | [17 empty] | 0 | [5 empty] | 0 | [11 empty] | 0 | [5 empty] | 0 | [5 empty] | 0 | [11 empty] | 0 | [17 empty] | 0 | [5 empty] | 0 | [5 empty] | 0 | [5 empty] | 0 | [5 empty] | 0 | [11 empty] | 0 | [11 empty] | 0 | [5 empty] | 0 | [11 empty] | 0 | [5 empty] | 0 | [11 empty] | 0 | [5 empty] | 0 | [5 empty] | 0 | [5 empty] | 0 | [5 empty] | 0 | [5 empty] | 0 | [5 empty] | 0 | [5 empty] | 0 | [5 empty] | 0 | [5 empty] | 0 | [5 empty] | 0 | [11 empty] | 0 | [5 empty] | 0 | [11 empty] | 0 | [17 empty] | 0 | [5 empty] | 0 | [5 empty] | 0 | [5 empty] | 0 | [17 empty] | 0 | [17 empty] | 0 | [11 empty] | 0 | [23 empty] | 0 | [53 empty] | 0 | [29 empty] | 0 | [17 empty] | 0 | [5 empty] | 0 | [5 empty] | 0 | [5 empty] | 0 | [5 empty] | 0 | [5 empty] | 0 | [5 empty] | 0 | [17 empty] | 0 | [5 empty] | 0 | [11 empty] | 0 | [5 empty] | 0 | [5 empty] | 0 | [5 empty] | 0
[39 empty] | 0 | [11 empty] | 0 | [5 empty] | 0 | [5 empty] | 0 | [5 empty] | 0 | [5 empty] | 0 | [5 empty] | 0 | [5 empty] | 0 | [5 empty] | 0 | [23 empty] | 0 | [5 empty] | 0 | [77 empty] | 0 | [5 empty] | 0 | [11 empty] | 0 | [5 empty] | 0 | [5 empty] | 0 | [5 empty] | 0 | [5 empty] | 0 | [11 empty] | 0 | [83 empty] | 0 | [11 empty] | 0 | [17 empty] | 0 | [5 empty] | 0 | [17 empty] | 0 | [5 empty] | 0 | [11 empty] | 0 | [5 empty] | 0 | [5 empty] | 0 | [11 empty] | 0 | [17 empty] | 0 | [5 empty] | 0 | [5 empty] | 0 | [5 empty] | 0 | [5 empty] | 0 | [11 empty] | 0 | [11 empty] | 0 | [5 empty] | 0 | [11 empty] | 0 | [5 empty] | 0 | [11 empty] | 0 | [5 empty] | 0 | [5 empty] | 0 | [5 empty] | 0 | [5 empty] | 0 | [5 empty] | 0 | [5 empty] | 0 | [5 empty] | 0 | [5 empty] | 0 | [5 empty] | 0 | [5 empty] | 0 | [11 empty] | 0 | [5 empty] | 0 | [11 empty] | 0 | [17 empty] | 0 | [5 empty] | 0 | [5 empty] | 0 | [5 empty] | 0 | [17 empty] | 0 | [17 empty] | 0 | [11 empty] | 0 | [23 empty] | 0 | [53 empty] | 0 | [29 empty] | 0 | [17 empty] | 0 | [5 empty] | 0 | [5 empty] | 0 | [5 empty] | 0 | [5 empty] | 0 | [5 empty] | 0 | [5 empty] | 0 | [17 empty] | 0 | [5 empty] | 0 | [11 empty] | 0 | [5 empty] | 0 | [5 empty] | 0 | [5 empty] | 0
[39 empty] | 0 | [11 empty] | 0 | [5 empty] | 0 | [5 empty] | 0 | [5 empty] | 0 | [5 empty] | 0 | [5 empty] | 0 | [5 empty] | 0 | [5 empty] | 0 | [23 empty] | 0 | [5 empty] | 0 | [77 empty] | 0 | [5 empty] | 0 | [11 empty] | 0 | [5 empty] | 0 | [5 empty] | 0 | [5 empty] | 0 | [5 empty] | 0 | [11 empty] | 0 | [83 empty] | 0 | [11 empty] | 0 | [11 empty] | 0 | [5 empty] | 0 | [5 empty] | 0 | [17 empty] | 0 | [5 empty] | 0 | [11 empty] | 0 | [5 empty] | 0 | [5 empty] | 0 | [11 empty] | 0 | [17 empty] | 0 | [5 empty] | 0 | [5 empty] | 0 | [5 empty] | 0 | [5 empty] | 0 | [23 empty] | 0 | [5 empty] | 0 | [11 empty] | 0 | [5 empty] | 0 | [11 empty] | 0 | [5 empty] | 0 | [5 empty] | 0 | [5 empty] | 0 | [5 empty] | 0 | [5 empty] | 0 | [5 empty] | 0 | [5 empty] | 0 | [5 empty] | 0 | [5 empty] | 0 | [5 empty] | 0 | [11 empty] | 0 | [5 empty] | 0 | [11 empty] | 0 | [17 empty] | 0 | [5 empty] | 0 | [5 empty] | 0 | [5 empty] | 0 | [17 empty] | 0 | [17 empty] | 0 | [11 empty] | 0 | [23 empty] | 0 | [53 empty] | 0 | [29 empty] | 0 | [17 empty] | 0 | [5 empty] | 0 | [5 empty] | 0 | [5 empty] | 0 | [5 empty] | 0 | [5 empty] | 0 | [5 empty] | 0 | [17 empty] | 0 | [5 empty] | 0 | [11 empty] | 0 | [5 empty] | 0 | [5 empty] | 0 | [5 empty] | 0
[39 empty] | 0 | [11 empty] | 0 | [5 empty] | 0 | [5 empty] | 0 | [5 empty] | 0 | [5 empty] | 0 | [5 empty] | 0 | [5 empty] | 0 | [5 empty] | 0 | [23 empty] | 0 | [5 empty] | 0 | [77 empty] | 0 | [5 empty] | 0 | [11 empty] | 0 | [5 empty] | 0 | [5 empty] | 0 | [5 empty] | 0 | [5 empty] | 0 | [11 empty] | 0 | [83 empty] | 0 | [11 empty] | 0 | [11 empty] | 0 | [5 empty] | 0 | [5 empty] | 0 | [17 empty] | 0 | [5 empty] | 0 | [11 empty] | 0 | [5 empty] | 0 | [5 empty] | 0 | [11 empty] | 0 | [17 empty] | 0 | [5 empty] | 0 | [5 empty] | 0 | [5 empty] | 0 | [5 empty] | 0 | [23 empty] | 0 | [5 empty] | 0 | [11 empty] | 0 | [5 empty] | 0 | [11 empty] | 0 | [5 empty] | 0 | [5 empty] | 0 | [5 empty] | 0 | [5 empty] | 0 | [5 empty] | 0 | [5 empty] | 0 | [5 empty] | 0 | [5 empty] | 0 | [5 empty] | 0 | [5 empty] | 0 | [11 empty] | 0 | [5 empty] | 0 | [11 empty] | 0 | [17 empty] | 0 | [5 empty] | 0 | [5 empty] | 0 | [5 empty] | 0 | [17 empty] | 0 | [17 empty] | 0 | [11 empty] | 0 | [23 empty] | 0 | [53 empty] | 0 | [29 empty] | 0 | [17 empty] | 0 | [5 empty] | 0 | [5 empty] | 0 | [5 empty] | 0 | [5 empty] | 0 | [5 empty] | 0 | [5 empty] | 0 | [17 empty] | 0 | [5 empty] | 0 | [11 empty] | 0 | [5 empty] | 0 | [5 empty] | 0 | [5 empty] | 0
[39 empty] | 0 | [11 empty] | 0 | [5 empty] | 0 | [5 empty] | 0 | [5 empty] | 0 | [5 empty] | 0 | [5 empty] | 0 | [5 empty] | 0 | [5 empty] | 0 | [23 empty] | 0 | [5 empty] | 0 | [77 empty] | 0 | [5 empty] | 0 | [11 empty] | 0 | [5 empty] | 0 | [5 empty] | 0 | [5 empty] | 0 | [5 empty] | 0 | [11 empty] | 0 | [83 empty] | 0 | [11 empty] | 0 | [11 empty] | 0 | [5 empty] | 0 | [5 empty] | 0 | [17 empty] | 0 | [5 empty] | 0 | [11 empty] | 0 | [5 empty] | 0 | [5 empty] | 0 | [11 empty] | 0 | [17 empty] | 0 | [5 empty] | 0 | [5 empty] | 0 | [5 empty] | 0 | [5 empty] | 0 | [23 empty] | 0 | [5 empty] | 0 | [11 empty] | 0 | [5 empty] | 0 | [11 empty] | 0 | [5 empty] | 0 | [5 empty] | 0 | [5 empty] | 0 | [5 empty] | 0 | [5 empty] | 0 | [5 empty] | 0 | [5 empty] | 0 | [5 empty] | 0 | [5 empty] | 0 | [5 empty] | 0 | [11 empty] | 0 | [5 empty] | 0 | [11 empty] | 0 | [17 empty] | 0 | [5 empty] | 0 | [5 empty] | 0 | [5 empty] | 0 | [17 empty] | 0 | [17 empty] | 0 | [11 empty] | 0 | [77 empty] | 0 | [29 empty] | 0 | [17 empty] | 0 | [5 empty] | 0 | [5 empty] | 0 | [5 empty] | 0 | [5 empty] | 0 | [5 empty] | 0 | [5 empty] | 0 | [23 empty] | 0 | [11 empty] | 0 | [11 empty] | 0 | [5 empty] | 0
[39 empty] | 0 | [11 empty] | 0 | [5 empty] | 0 | [5 empty] | 0 | [5 empty] | 0 | [5 empty] | 0 | [5 empty] | 0 | [5 empty] | 0 | [5 empty] | 0 | [23 empty] | 0 | [5 empty] | 0 | [77 empty] | 0 | [5 empty] | 0 | [11 empty] | 0 | [5 empty] | 0 | [5 empty] | 0 | [5 empty] | 0 | [5 empty] | 0 | [11 empty] | 0 | [83 empty] | 0 | [11 empty] | 0 | [11 empty] | 0 | [5 empty] | 0 | [5 empty] | 0 | [17 empty] | 0 | [5 empty] | 0 | [11 empty] | 0 | [5 empty] | 0 | [5 empty] | 0 | [11 empty] | 0 | [17 empty] | 0 | [5 empty] | 0 | [5 empty] | 0 | [5 empty] | 0 | [5 empty] | 0 | [23 empty] | 0 | [5 empty] | 0 | [17 empty] | 0 | [11 empty] | 0 | [5 empty] | 0 | [5 empty] | 0 | [5 empty] | 0 | [5 empty] | 0 | [5 empty] | 0 | [5 empty] | 0 | [5 empty] | 0 | [5 empty] | 0 | [5 empty] | 0 | [5 empty] | 0 | [11 empty] | 0 | [5 empty] | 0 | [11 empty] | 0 | [17 empty] | 0 | [5 empty] | 0 | [5 empty] | 0 | [5 empty] | 0 | [17 empty] | 0 | [17 empty] | 0 | [137 empty] | 0 | [5 empty] | 0 | [5 empty] | 0 | [5 empty] | 0 | [5 empty] | 0 | [5 empty] | 0 | [5 empty] | 0 | [23 empty] | 0 | [23 empty] | 0 | [5 empty] | 0
[39 empty] | 0 | [11 empty] | 0 | [5 empty] | 0 | [5 empty] | 0 | [5 empty] | 0 | [5 empty] | 0 | [5 empty] | 0 | [5 empty] | 0 | [5 empty] | 0 | [23 empty] | 0 | [5 empty] | 0 | [77 empty] | 0 | [5 empty] | 0 | [11 empty] | 0 | [5 empty] | 0 | [5 empty] | 0 | [5 empty] | 0 | [5 empty] | 0 | [11 empty] | 0 | [83 empty] | 0 | [11 empty] | 0 | [11 empty] | 0 | [5 empty] | 0 | [5 empty] | 0 | [17 empty] | 0 | [5 empty] | 0 | [11 empty] | 0 | [5 empty] | 0 | [5 empty] | 0 | [11 empty] | 0 | [17 empty] | 0 | [5 empty] | 0 | [5 empty] | 0 | [5 empty] | 0 | [5 empty] | 0 | [23 empty] | 0 | [23 empty] | 0 | [11 empty] | 0 | [5 empty] | 0 | [5 empty] | 0 | [5 empty] | 0 | [5 empty] | 0 | [5 empty] | 0 | [5 empty] | 0 | [5 empty] | 0 | [5 empty] | 0 | [5 empty] | 0 | [5 empty] | 0 | [11 empty] | 0 | [5 empty] | 0 | [11 empty] | 0 | [17 empty] | 0 | [5 empty] | 0 | [5 empty] | 0 | [5 empty] | 0 | [17 empty] | 0 | [155 empty] | 0 | [5 empty] | 0 | [5 empty] | 0 | [5 empty] | 0 | [5 empty] | 0 | [5 empty] | 0 | [5 empty] | 0 | [23 empty] | 0 | [23 empty] | 0 | [5 empty] | 0
[39 empty] | 0 | [11 empty] | 0 | [5 empty] | 0 | [5 empty] | 0 | [5 empty] | 0 | [5 empty] | 0 | [5 empty] | 0 | [5 empty] | 0 | [5 empty] | 0 | [23 empty] | 0 | [5 empty] | 0 | [77 empty] | 0 | [5 empty] | 0 | [11 empty] | 0 | [5 empty] | 0 | [5 empty] | 0 | [5 empty] | 0 | [5 empty] | 0 | [11 empty] | 0 | [83 empty] | 0 | [11 empty] | 0 | [11 empty] | 0 | [5 empty] | 0 | [5 empty] | 0 | [17 empty] | 0 | [5 empty] | 0 | [11 empty] | 0 | [5 empty] | 0 | [5 empty] | 0 | [11 empty] | 0 | [17 empty] | 0 | [5 empty] | 0 | [5 empty] | 0 | [5 empty] | 0 | [5 empty] | 0 | [23 empty] | 0 | [23 empty] | 0 | [11 empty] | 0 | [5 empty] | 0 | [5 empty] | 0 | [5 empty] | 0 | [5 empty] | 0 | [5 empty] | 0 | [5 empty] | 0 | [5 empty] | 0 | [5 empty] | 0 | [5 empty] | 0 | [5 empty] | 0 | [11 empty] | 0 | [5 empty] | 0 | [11 empty] | 0 | [17 empty] | 0 | [5 empty] | 0 | [5 empty] | 0 | [5 empty] | 0 | [17 empty] | 0 | [155 empty] | 0 | [5 empty] | 0 | [5 empty] | 0 | [5 empty] | 0 | [5 empty] | 0 | [5 empty] | 0 | [5 empty] | 0 | [23 empty] | 0 | [23 empty] | 0 | [5 empty] | 0
[39 empty] | 0 | [11 empty] | 0 | [5 empty] | 0 | [5 empty] | 0 | [5 empty] | 0 | [5 empty] | 0 | [5 empty] | 0 | [5 empty] | 0 | [5 empty] | 0 | [23 empty] | 0 | [5 empty] | 0 | [77 empty] | 0 | [5 empty] | 0 | [11 empty] | 0 | [5 empty] | 0 | [5 empty] | 0 | [5 empty] | 0 | [5 empty] | 0 | [11 empty] | 0 | [83 empty] | 0 | [11 empty] | 0 | [11 empty] | 0 | [5 empty] | 0 | [5 empty] | 0 | [17 empty] | 0 | [5 empty] | 0 | [11 empty] | 0 | [5 empty] | 0 | [5 empty] | 0 | [11 empty] | 0 | [17 empty] | 0 | [5 empty] | 0 | [5 empty] | 0 | [5 empty] | 0 | [5 empty] | 0 | [23 empty] | 0 | [23 empty] | 0 | [11 empty] | 0 | [5 empty] | 0 | [5 empty] | 0 | [5 empty] | 0 | [5 empty] | 0 | [5 empty] | 0 | [5 empty] | 0 | [5 empty] | 0 | [5 empty] | 0 | [5 empty] | 0 | [5 empty] | 0 | [11 empty] | 0 | [5 empty] | 0 | [11 empty] | 0 | [17 empty] | 0 | [5 empty] | 0 | [5 empty] | 0 | [5 empty] | 0 | [17 empty] | 0 | [155 empty] | 0 | [5 empty] | 0 | [5 empty] | 0 | [5 empty] | 0 | [5 empty] | 0 | [5 empty] | 0 | [5 empty] | 0 | [23 empty] | 0 | [23 empty] | 0 | [5 empty] | 0
[39 empty] | 0 | [11 empty] | 0 | [5 empty] | 0 | [5 empty] | 0 | [5 empty] | 0 | [5 empty] | 0 | [5 empty] | 0 | [5 empty] | 0 | [5 empty] | 0 | [23 empty] | 0 | [5 empty] | 0 | [77 empty] | 0 | [5 empty] | 0 | [11 empty] | 0 | [5 empty] | 0 | [5 empty] | 0 | [5 empty] | 0 | [5 empty] | 0 | [11 empty] | 0 | [83 empty] | 0 | [11 empty] | 0 | [11 empty] | 0 | [5 empty] | 0 | [5 empty] | 0 | [17 empty] | 0 | [5 empty] | 0 | [11 empty] | 0 | [5 empty] | 0 | [5 empty] | 0 | [11 empty] | 0 | [17 empty] | 0 | [5 empty] | 0 | [5 empty] | 0 | [5 empty] | 0 | [5 empty] | 0 | [23 empty] | 0 | [23 empty] | 0 | [11 empty] | 0 | [5 empty] | 0 | [5 empty] | 0 | [5 empty] | 0 | [5 empty] | 0 | [5 empty] | 0 | [5 empty] | 0 | [5 empty] | 0 | [5 empty] | 0 | [5 empty] | 0 | [5 empty] | 0 | [11 empty] | 0 | [5 empty] | 0 | [11 empty] | 0 | [17 empty] | 0 | [5 empty] | 0 | [5 empty] | 0 | [5 empty] | 0 | [17 empty] | 0 | [155 empty] | 0 | [5 empty] | 0 | [5 empty] | 0 | [5 empty] | 0 | [5 empty] | 0 | [5 empty] | 0 | [5 empty] | 0 | [23 empty] | 0 | [23 empty] | 0 | [5 empty] | 0
[39 empty] | 0 | [11 empty] | 0 | [5 empty] | 0 | [5 empty] | 0 | [5 empty] | 0 | [5 empty] | 0 | [5 empty] | 0 | [5 empty] | 0 | [5 empty] | 0 | [23 empty] | 0 | [83 empty] | 0 | [5 empty] | 0 | [11 empty] | 0 | [5 empty] | 0 | [5 empty] | 0 | [5 empty] | 0 | [5 empty] | 0 | [11 empty] | 0 | [83 empty] | 0 | [11 empty] | 0 | [11 empty] | 0 | [5 empty] | 0 | [5 empty] | 0 | [17 empty] | 0 | [5 empty] | 0 | [11 empty] | 0 | [5 empty] | 0 | [5 empty] | 0 | [11 empty] | 0 | [17 empty] | 0 | [5 empty] | 0 | [5 empty] | 0 | [5 empty] | 0 | [5 empty] | 0 | [23 empty] | 0 | [23 empty] | 0 | [11 empty] | 0 | [5 empty] | 0 | [5 empty] | 0 | [5 empty] | 0 | [5 empty] | 0 | [5 empty] | 0 | [5 empty] | 0 | [5 empty] | 0 | [5 empty] | 0 | [5 empty] | 0 | [5 empty] | 0 | [11 empty] | 0 | [5 empty] | 0 | [11 empty] | 0 | [17 empty] | 0 | [5 empty] | 0 | [5 empty] | 0 | [5 empty] | 0 | [17 empty] | 0 | [155 empty] | 0 | [5 empty] | 0 | [5 empty] | 0 | [5 empty] | 0 | [5 empty] | 0 | [5 empty] | 0 | [5 empty] | 0 | [23 empty] | 0 | [23 empty] | 0 | [5 empty] | 0
[39 empty] | 0 | [11 empty] | 0 | [5 empty] | 0 | [5 empty] | 0 | [5 empty] | 0 | [5 empty] | 0 | [5 empty] | 0 | [5 empty] | 0 | [5 empty] | 0 | [23 empty] | 0 | [83 empty] | 0 | [5 empty] | 0 | [11 empty] | 0 | [5 empty] | 0 | [5 empty] | 0 | [5 empty] | 0 | [5 empty] | 0 | [11 empty] | 0 | [83 empty] | 0 | [11 empty] | 0 | [11 empty] | 0 | [5 empty] | 0 | [5 empty] | 0 | [17 empty] | 0 | [5 empty] | 0 | [11 empty] | 0 | [5 empty] | 0 | [5 empty] | 0 | [11 empty] | 0 | [17 empty] | 0 | [5 empty] | 0 | [5 empty] | 0 | [5 empty] | 0 | [5 empty] | 0 | [23 empty] | 0 | [23 empty] | 0 | [11 empty] | 0 | [5 empty] | 0 | [5 empty] | 0 | [5 empty] | 0 | [5 empty] | 0 | [5 empty] | 0 | [5 empty] | 0 | [5 empty] | 0 | [5 empty] | 0 | [5 empty] | 0 | [5 empty] | 0 | [11 empty] | 0 | [5 empty] | 0 | [11 empty] | 0 | [17 empty] | 0 | [5 empty] | 0 | [5 empty] | 0 | [5 empty] | 0 | [17 empty] | 0 | [155 empty] | 0 | [5 empty] | 0 | [5 empty] | 0 | [5 empty] | 0 | [5 empty] | 0 | [5 empty] | 0 | [5 empty] | 0 | [23 empty] | 0 | [23 empty] | 0 | [5 empty] | 0
[39 empty] | 0 | [11 empty] | 0 | [5 empty] | 0 | [5 empty] | 0 | [5 empty] | 0 | [5 empty] | 0 | [5 empty] | 0 | [5 empty] | 0 | [5 empty] | 0 | [23 empty] | 0 | [83 empty] | 0 | [5 empty] | 0 | [11 empty] | 0 | [5 empty] | 0 | [5 empty] | 0 | [5 empty] | 0 | [5 empty] | 0 | [11 empty] | 0 | [83 empty] | 0 | [11 empty] | 0 | [17 empty] | 0 | [5 empty] | 0 | [17 empty] | 0 | [5 empty] | 0 | [11 empty] | 0 | [5 empty] | 0 | [5 empty] | 0 | [11 empty] | 0 | [17 empty] | 0 | [5 empty] | 0 | [5 empty] | 0 | [5 empty] | 0 | [5 empty] | 0 | [23 empty] | 0 | [23 empty] | 0 | [11 empty] | 0 | [5 empty] | 0 | [5 empty] | 0 | [5 empty] | 0 | [5 empty] | 0 | [5 empty] | 0 | [5 empty] | 0 | [5 empty] | 0 | [5 empty] | 0 | [5 empty] | 0 | [5 empty] | 0 | [11 empty] | 0 | [5 empty] | 0 | [11 empty] | 0 | [17 empty] | 0 | [5 empty] | 0 | [5 empty] | 0 | [5 empty] | 0 | [17 empty] | 0 | [155 empty] | 0 | [5 empty] | 0 | [5 empty] | 0 | [5 empty] | 0 | [5 empty] | 0 | [5 empty] | 0 | [5 empty] | 0 | [23 empty] | 0 | [23 empty] | 0 | [5 empty] | 0
[39 empty] | 0 | [11 empty] | 0 | [5 empty] | 0 | [5 empty] | 0 | [5 empty] | 0 | [5 empty] | 0 | [5 empty] | 0 | [5 empty] | 0 | [5 empty] | 0 | [23 empty] | 0 | [83 empty] | 0 | [5 empty] | 0 | [11 empty] | 0 | [5 empty] | 0 | [5 empty] | 0 | [5 empty] | 0 | [5 empty] | 0 | [11 empty] | 0 | [83 empty] | 0 | [11 empty] | 0 | [23 empty] | 0 | [17 empty] | 0 | [5 empty] | 0 | [11 empty] | 0 | [5 empty] | 0 | [5 empty] | 0 | [11 empty] | 0 | [17 empty] | 0 | [5 empty] | 0 | [5 empty] | 0 | [5 empty] | 0 | [5 empty] | 0 | [23 empty] | 0 | [23 empty] | 0 | [11 empty] | 0 | [5 empty] | 0 | [5 empty] | 0 | [5 empty] | 0 | [5 empty] | 0 | [5 empty] | 0 | [5 empty] | 0 | [5 empty] | 0 | [5 empty] | 0 | [5 empty] | 0 | [5 empty] | 0 | [11 empty] | 0 | [5 empty] | 0 | [11 empty] | 0 | [17 empty] | 0 | [5 empty] | 0 | [5 empty] | 0 | [5 empty] | 0 | [17 empty] | 0 | [155 empty] | 0 | [5 empty] | 0 | [5 empty] | 0 | [5 empty] | 0 | [5 empty] | 0 | [5 empty] | 0 | [5 empty] | 0 | [23 empty] | 0 | [23 empty] | 0 | [5 empty] | 0
[39 empty] | 0 | [11 empty] | 0 | [5 empty] | 0 | [5 empty] | 0 | [5 empty] | 0 | [5 empty] | 0 | [5 empty] | 0 | [5 empty] | 0 | [5 empty] | 0 | [23 empty] | 0 | [83 empty] | 0 | [5 empty] | 0 | [11 empty] | 0 | [5 empty] | 0 | [5 empty] | 0 | [5 empty] | 0 | [5 empty] | 0 | [11 empty] | 0 | [83 empty] | 0 | [11 empty] | 0 | [23 empty] | 0 | [17 empty] | 0 | [5 empty] | 0 | [11 empty] | 0 | [5 empty] | 0 | [5 empty] | 0 | [11 empty] | 0 | [17 empty] | 0 | [5 empty] | 0 | [5 empty] | 0 | [5 empty] | 0 | [5 empty] | 0 | [23 empty] | 0 | [23 empty] | 0 | [11 empty] | 0 | [5 empty] | 0 | [5 empty] | 0 | [5 empty] | 0 | [5 empty] | 0 | [5 empty] | 0 | [5 empty] | 0 | [5 empty] | 0 | [5 empty] | 0 | [5 empty] | 0 | [5 empty] | 0 | [11 empty] | 0 | [5 empty] | 0 | [11 empty] | 0 | [17 empty] | 0 | [5 empty] | 0 | [5 empty] | 0 | [5 empty] | 0 | [173 empty] | 0 | [5 empty] | 0 | [11 empty] | 0 | [5 empty] | 0 | [5 empty] | 0 | [5 empty] | 0 | [23 empty] | 0 | [23 empty] | 0 | [5 empty] | 0
[39 empty] | 0 | [11 empty] | 0 | [5 empty] | 0 | [5 empty] | 0 | [5 empty] | 0 | [5 empty] | 0 | [5 empty] | 0 | [5 empty] | 0 | [5 empty] | 0 | [23 empty] | 0 | [83 empty] | 0 | [5 empty] | 0 | [11 empty] | 0 | [5 empty] | 0 | [5 empty] | 0 | [5 empty] | 0 | [5 empty] | 0 | [11 empty] | 0 | [83 empty] | 0 | [11 empty] | 0 | [23 empty] | 0 | [17 empty] | 0 | [5 empty] | 0 | [11 empty] | 0 | [5 empty] | 0 | [5 empty] | 0 | [11 empty] | 0 | [17 empty] | 0 | [5 empty] | 0 | [5 empty] | 0 | [5 empty] | 0 | [5 empty] | 0 | [23 empty] | 0 | [23 empty] | 0 | [11 empty] | 0 | [5 empty] | 0 | [5 empty] | 0 | [5 empty] | 0 | [5 empty] | 0 | [5 empty] | 0 | [5 empty] | 0 | [5 empty] | 0 | [5 empty] | 0 | [5 empty] | 0 | [5 empty] | 0 | [11 empty] | 0 | [5 empty] | 0 | [11 empty] | 0 | [17 empty] | 0 | [5 empty] | 0 | [5 empty] | 0 | [5 empty] | 0 | [173 empty] | 0 | [5 empty] | 0 | [11 empty] | 0 | [5 empty] | 0 | [5 empty] | 0 | [5 empty] | 0 | [23 empty] | 0 | [23 empty] | 0 | [5 empty] | 0
[39 empty] | 0 | [11 empty] | 0 | [5 empty] | 0 | [5 empty] | 0 | [5 empty] | 0 | [5 empty] | 0 | [5 empty] | 0 | [5 empty] | 0 | [5 empty] | 0 | [23 empty] | 0 | [83 empty] | 0 | [5 empty] | 0 | [11 empty] | 0 | [5 empty] | 0 | [5 empty] | 0 | [5 empty] | 0 | [5 empty] | 0 | [11 empty] | 0 | [83 empty] | 0 | [35 empty] | 0 | [17 empty] | 0 | [5 empty] | 0 | [11 empty] | 0 | [5 empty] | 0 | [5 empty] | 0 | [11 empty] | 0 | [17 empty] | 0 | [5 empty] | 0 | [5 empty] | 0 | [5 empty] | 0 | [5 empty] | 0 | [23 empty] | 0 | [23 empty] | 0 | [11 empty] | 0 | [5 empty] | 0 | [5 empty] | 0 | [5 empty] | 0 | [5 empty] | 0 | [5 empty] | 0 | [5 empty] | 0 | [5 empty] | 0 | [5 empty] | 0 | [5 empty] | 0 | [5 empty] | 0 | [11 empty] | 0 | [5 empty] | 0 | [11 empty] | 0 | [17 empty] | 0 | [5 empty] | 0 | [5 empty] | 0 | [5 empty] | 0 | [173 empty] | 0 | [5 empty] | 0 | [11 empty] | 0 | [5 empty] | 0 | [5 empty] | 0 | [5 empty] | 0 | [23 empty] | 0 | [23 empty] | 0 | [5 empty] | 0
[39 empty] | 0 | [11 empty] | 0 | [5 empty] | 0 | [5 empty] | 0 | [5 empty] | 0 | [5 empty] | 0 | [5 empty] | 0 | [5 empty] | 0 | [5 empty] | 0 | [23 empty] | 0 | [83 empty] | 0 | [5 empty] | 0 | [11 empty] | 0 | [11 empty] | 0 | [5 empty] | 0 | [5 empty] | 0 | [11 empty] | 0 | [83 empty] | 0 | [35 empty] | 0 | [17 empty] | 0 | [5 empty] | 0 | [11 empty] | 0 | [5 empty] | 0 | [5 empty] | 0 | [11 empty] | 0 | [17 empty] | 0 | [5 empty] | 0 | [5 empty] | 0 | [5 empty] | 0 | [5 empty] | 0 | [23 empty] | 0 | [23 empty] | 0 | [11 empty] | 0 | [5 empty] | 0 | [5 empty] | 0 | [5 empty] | 0 | [5 empty] | 0 | [5 empty] | 0 | [5 empty] | 0 | [5 empty] | 0 | [5 empty] | 0 | [5 empty] | 0 | [5 empty] | 0 | [11 empty] | 0 | [5 empty] | 0 | [11 empty] | 0 | [17 empty] | 0 | [5 empty] | 0 | [5 empty] | 0 | [5 empty] | 0 | [173 empty] | 0 | [5 empty] | 0 | [11 empty] | 0 | [5 empty] | 0 | [5 empty] | 0 | [5 empty] | 0 | [23 empty] | 0 | [23 empty] | 0 | [5 empty] | 0
[39 empty] | 0 | [11 empty] | 0 | [5 empty] | 0 | [5 empty] | 0 | [5 empty] | 0 | [5 empty] | 0 | [5 empty] | 0 | [5 empty] | 0 | [5 empty] | 0 | [23 empty] | 0 | [83 empty] | 0 | [5 empty] | 0 | [11 empty] | 0 | [11 empty] | 0 | [5 empty] | 0 | [5 empty] | 0 | [11 empty] | 0 | [83 empty] | 0 | [35 empty] | 0 | [17 empty] | 0 | [5 empty] | 0 | [11 empty] | 0 | [5 empty] | 0 | [5 empty] | 0 | [11 empty] | 0 | [17 empty] | 0 | [5 empty] | 0 | [5 empty] | 0 | [5 empty] | 0 | [5 empty] | 0 | [23 empty] | 0 | [23 empty] | 0 | [11 empty] | 0 | [5 empty] | 0 | [5 empty] | 0 | [5 empty] | 0 | [5 empty] | 0 | [5 empty] | 0 | [5 empty] | 0 | [5 empty] | 0 | [5 empty] | 0 | [5 empty] | 0 | [5 empty] | 0 | [11 empty] | 0 | [5 empty] | 0 | [11 empty] | 0 | [17 empty] | 0 | [5 empty] | 0 | [5 empty] | 0 | [5 empty] | 0 | [173 empty] | 0 | [5 empty] | 0 | [11 empty] | 0 | [5 empty] | 0 | [5 empty] | 0 | [5 empty] | 0 | [23 empty] | 0 | [23 empty] | 0 | [5 empty] | 0
[39 empty] | 0 | [11 empty] | 0 | [5 empty] | 0 | [5 empty] | 0 | [5 empty] | 0 | [5 empty] | 0 | [5 empty] | 0 | [5 empty] | 0 | [5 empty] | 0 | [23 empty] | 0 | [83 empty] | 0 | [5 empty] | 0 | [11 empty] | 0 | [11 empty] | 0 | [5 empty] | 0 | [5 empty] | 0 | [11 empty] | 0 | [83 empty] | 0 | [35 empty] | 0 | [17 empty] | 0 | [5 empty] | 0 | [11 empty] | 0 | [5 empty] | 0 | [5 empty] | 0 | [11 empty] | 0 | [17 empty] | 0 | [5 empty] | 0 | [5 empty] | 0 | [5 empty] | 0 | [5 empty] | 0 | [23 empty] | 0 | [23 empty] | 0 | [11 empty] | 0 | [5 empty] | 0 | [5 empty] | 0 | [5 empty] | 0 | [5 empty] | 0 | [5 empty] | 0 | [5 empty] | 0 | [5 empty] | 0 | [5 empty] | 0 | [5 empty] | 0 | [5 empty] | 0 | [11 empty] | 0 | [5 empty] | 0 | [11 empty] | 0 | [17 empty] | 0 | [5 empty] | 0 | [5 empty] | 0 | [5 empty] | 0 | [173 empty] | 0 | [5 empty] | 0 | [11 empty] | 0 | [5 empty] | 0 | [5 empty] | 0 | [5 empty] | 0 | [23 empty] | 0 | [23 empty] | 0 | [5 empty] | 0
[39 empty] | 0 | [11 empty] | 0 | [5 empty] | 0 | [5 empty] | 0 | [5 empty] | 0 | [5 empty] | 0 | [5 empty] | 0 | [5 empty] | 0 | [5 empty] | 0 | [23 empty] | 0 | [83 empty] | 0 | [5 empty] | 0 | [11 empty] | 0 | [11 empty] | 0 | [5 empty] | 0 | [17 empty] | 0 | [83 empty] | 0 | [35 empty] | 0 | [17 empty] | 0 | [5 empty] | 0 | [11 empty] | 0 | [5 empty] | 0 | [5 empty] | 0 | [11 empty] | 0 | [17 empty] | 0 | [5 empty] | 0 | [5 empty] | 0 | [5 empty] | 0 | [5 empty] | 0 | [23 empty] | 0 | [23 empty] | 0 | [11 empty] | 0 | [5 empty] | 0 | [5 empty] | 0 | [5 empty] | 0 | [5 empty] | 0 | [5 empty] | 0 | [5 empty] | 0 | [5 empty] | 0 | [5 empty] | 0 | [5 empty] | 0 | [5 empty] | 0 | [11 empty] | 0 | [5 empty] | 0 | [11 empty] | 0 | [17 empty] | 0 | [5 empty] | 0 | [5 empty] | 0 | [5 empty] | 0 | [173 empty] | 0 | [5 empty] | 0 | [11 empty] | 0 | [5 empty] | 0 | [5 empty] | 0 | [5 empty] | 0 | [23 empty] | 0 | [23 empty] | 0 | [5 empty] | 0
[39 empty] | 0 | [11 empty] | 0 | [5 empty] | 0 | [5 empty] | 0 | [5 empty] | 0 | [5 empty] | 0 | [5 empty] | 0 | [5 empty] | 0 | [5 empty] | 0 | [23 empty] | 0 | [83 empty] | 0 | [5 empty] | 0 | [23 empty] | 0 | [5 empty] | 0 | [17 empty] | 0 | [83 empty] | 0 | [35 empty] | 0 | [17 empty] | 0 | [5 empty] | 0 | [11 empty] | 0 | [5 empty] | 0 | [5 empty] | 0 | [11 empty] | 0 | [17 empty] | 0 | [5 empty] | 0 | [5 empty] | 0 | [5 empty] | 0 | [5 empty] | 0 | [23 empty] | 0 | [23 empty] | 0 | [11 empty] | 0 | [5 empty] | 0 | [5 empty] | 0 | [5 empty] | 0 | [5 empty] | 0 | [5 empty] | 0 | [5 empty] | 0 | [5 empty] | 0 | [5 empty] | 0 | [5 empty] | 0 | [5 empty] | 0 | [11 empty] | 0 | [5 empty] | 0 | [11 empty] | 0 | [17 empty] | 0 | [5 empty] | 0 | [5 empty] | 0 | [5 empty] | 0 | [179 empty] | 0 | [11 empty] | 0 | [5 empty] | 0 | [5 empty] | 0 | [5 empty] | 0 | [23 empty] | 0 | [23 empty] | 0 | [5 empty] | 0
[39 empty] | 0 | [11 empty] | 0 | [5 empty] | 0 | [5 empty] | 0 | [5 empty] | 0 | [5 empty] | 0 | [5 empty] | 0 | [5 empty] | 0 | [5 empty] | 0 | [23 empty] | 0 | [83 empty] | 0 | [5 empty] | 0 | [23 empty] | 0 | [5 empty] | 0 | [17 empty] | 0 | [83 empty] | 0 | [35 empty] | 0 | [17 empty] | 0 | [5 empty] | 0 | [11 empty] | 0 | [5 empty] | 0 | [17 empty] | 0 | [17 empty] | 0 | [5 empty] | 0 | [5 empty] | 0 | [5 empty] | 0 | [5 empty] | 0 | [23 empty] | 0 | [23 empty] | 0 | [11 empty] | 0 | [5 empty] | 0 | [5 empty] | 0 | [5 empty] | 0 | [5 empty] | 0 | [5 empty] | 0 | [5 empty] | 0 | [5 empty] | 0 | [5 empty] | 0 | [5 empty] | 0 | [5 empty] | 0 | [11 empty] | 0 | [5 empty] | 0 | [11 empty] | 0 | [17 empty] | 0 | [5 empty] | 0 | [5 empty] | 0 | [5 empty] | 0 | [179 empty] | 0 | [17 empty] | 0 | [5 empty] | 0 | [5 empty] | 0 | [23 empty] | 0 | [23 empty] | 0 | [5 empty] | 0
[39 empty] | 0 | [11 empty] | 0 | [5 empty] | 0 | [5 empty] | 0 | [5 empty] | 0 | [5 empty] | 0 | [5 empty] | 0 | [5 empty] | 0 | [5 empty] | 0 | [23 empty] | 0 | [83 empty] | 0 | [5 empty] | 0 | [29 empty] | 0 | [17 empty] | 0 | [83 empty] | 0 | [35 empty] | 0 | [17 empty] | 0 | [5 empty] | 0 | [11 empty] | 0 | [5 empty] | 0 | [17 empty] | 0 | [17 empty] | 0 | [5 empty] | 0 | [5 empty] | 0 | [5 empty] | 0 | [5 empty] | 0 | [23 empty] | 0 | [23 empty] | 0 | [11 empty] | 0 | [5 empty] | 0 | [5 empty] | 0 | [5 empty] | 0 | [5 empty] | 0 | [5 empty] | 0 | [5 empty] | 0 | [5 empty] | 0 | [5 empty] | 0 | [5 empty] | 0 | [5 empty] | 0 | [11 empty] | 0 | [5 empty] | 0 | [11 empty] | 0 | [17 empty] | 0 | [5 empty] | 0 | [5 empty] | 0 | [5 empty] | 0 | [179 empty] | 0 | [17 empty] | 0 | [5 empty] | 0 | [5 empty] | 0 | [23 empty] | 0 | [23 empty] | 0 | [5 empty] | 0
[39 empty] | 0 | [11 empty] | 0 | [5 empty] | 0 | [5 empty] | 0 | [5 empty] | 0 | [5 empty] | 0 | [5 empty] | 0 | [5 empty] | 0 | [5 empty] | 0 | [23 empty] | 0 | [83 empty] | 0 | [5 empty] | 0 | [47 empty] | 0 | [119 empty] | 0 | [17 empty] | 0 | [5 empty] | 0 | [11 empty] | 0 | [5 empty] | 0 | [17 empty] | 0 | [17 empty] | 0 | [5 empty] | 0 | [5 empty] | 0 | [5 empty] | 0 | [5 empty] | 0 | [23 empty] | 0 | [23 empty] | 0 | [11 empty] | 0 | [5 empty] | 0 | [5 empty] | 0 | [5 empty] | 0 | [5 empty] | 0 | [5 empty] | 0 | [5 empty] | 0 | [5 empty] | 0 | [5 empty] | 0 | [5 empty] | 0 | [5 empty] | 0 | [11 empty] | 0 | [5 empty] | 0 | [11 empty] | 0 | [17 empty] | 0 | [5 empty] | 0 | [5 empty] | 0 | [5 empty] | 0 | [179 empty] | 0 | [17 empty] | 0 | [5 empty] | 0 | [5 empty] | 0 | [23 empty] | 0 | [23 empty] | 0 | [5 empty] | 0
[39 empty] | 0 | [11 empty] | 0 | [5 empty] | 0 | [5 empty] | 0 | [5 empty] | 0 | [5 empty] | 0 | [5 empty] | 0 | [5 empty] | 0 | [5 empty] | 0 | [23 empty] | 0 | [83 empty] | 0 | [5 empty] | 0 | [47 empty] | 0 | [119 empty] | 0 | [17 empty] | 0 | [5 empty] | 0 | [11 empty] | 0 | [5 empty] | 0 | [17 empty] | 0 | [17 empty] | 0 | [5 empty] | 0 | [5 empty] | 0 | [5 empty] | 0 | [5 empty] | 0 | [23 empty] | 0 | [23 empty] | 0 | [11 empty] | 0 | [5 empty] | 0 | [5 empty] | 0 | [5 empty] | 0 | [5 empty] | 0 | [5 empty] | 0 | [5 empty] | 0 | [5 empty] | 0 | [5 empty] | 0 | [5 empty] | 0 | [5 empty] | 0 | [11 empty] | 0 | [5 empty] | 0 | [11 empty] | 0 | [17 empty] | 0 | [5 empty] | 0 | [5 empty] | 0 | [5 empty] | 0 | [179 empty] | 0 | [17 empty] | 0 | [5 empty] | 0 | [5 empty] | 0 | [23 empty] | 0 | [23 empty] | 0 | [5 empty] | 0
[39 empty] | 0 | [11 empty] | 0 | [5 empty] | 0 | [5 empty] | 0 | [5 empty] | 0 | [5 empty] | 0 | [5 empty] | 0 | [5 empty] | 0 | [5 empty] | 0 | [23 empty] | 0 | [83 empty] | 0 | [5 empty] | 0 | [167 empty] | 0 | [17 empty] | 0 | [5 empty] | 0 | [11 empty] | 0 | [5 empty] | 0 | [17 empty] | 0 | [17 empty] | 0 | [5 empty] | 0 | [5 empty] | 0 | [5 empty] | 0 | [5 empty] | 0 | [23 empty] | 0 | [23 empty] | 0 | [11 empty] | 0 | [5 empty] | 0 | [5 empty] | 0 | [5 empty] | 0 | [5 empty] | 0 | [5 empty] | 0 | [5 empty] | 0 | [5 empty] | 0 | [5 empty] | 0 | [5 empty] | 0 | [5 empty] | 0 | [11 empty] | 0 | [5 empty] | 0 | [11 empty] | 0 | [17 empty] | 0 | [5 empty] | 0 | [5 empty] | 0 | [5 empty] | 0 | [179 empty] | 0 | [17 empty] | 0 | [5 empty] | 0 | [5 empty] | 0 | [23 empty] | 0 | [23 empty] | 0 | [5 empty] | 0
[39 empty] | 0 | [11 empty] | 0 | [5 empty] | 0 | [5 empty] | 0 | [5 empty] | 0 | [5 empty] | 0 | [5 empty] | 0 | [5 empty] | 0 | [5 empty] | 0 | [23 empty] | 0 | [83 empty] | 0 | [5 empty] | 0 | [167 empty] | 0 | [17 empty] | 0 | [5 empty] | 0 | [11 empty] | 0 | [5 empty] | 0 | [17 empty] | 0 | [17 empty] | 0 | [5 empty] | 0 | [5 empty] | 0 | [5 empty] | 0 | [5 empty] | 0 | [23 empty] | 0 | [23 empty] | 0 | [11 empty] | 0 | [5 empty] | 0 | [5 empty] | 0 | [5 empty] | 0 | [5 empty] | 0 | [5 empty] | 0 | [5 empty] | 0 | [5 empty] | 0 | [5 empty] | 0 | [5 empty] | 0 | [5 empty] | 0 | [11 empty] | 0 | [5 empty] | 0 | [11 empty] | 0 | [17 empty] | 0 | [5 empty] | 0 | [5 empty] | 0 | [5 empty] | 0 | [179 empty] | 0 | [17 empty] | 0 | [5 empty] | 0 | [5 empty] | 0 | [23 empty] | 0 | [23 empty] | 0 | [5 empty] | 0
[39 empty] | 0 | [11 empty] | 0 | [5 empty] | 0 | [5 empty] | 0 | [5 empty] | 0 | [5 empty] | 0 | [5 empty] | 0 | [5 empty] | 0 | [5 empty] | 0 | [23 empty] | 0 | [83 empty] | 0 | [5 empty] | 0 | [167 empty] | 0 | [17 empty] | 0 | [5 empty] | 0 | [11 empty] | 0 | [5 empty] | 0 | [17 empty] | 0 | [17 empty] | 0 | [5 empty] | 0 | [5 empty] | 0 | [5 empty] | 0 | [5 empty] | 0 | [23 empty] | 0 | [23 empty] | 0 | [11 empty] | 0 | [5 empty] | 0 | [5 empty] | 0 | [5 empty] | 0 | [5 empty] | 0 | [5 empty] | 0 | [5 empty] | 0 | [5 empty] | 0 | [5 empty] | 0 | [5 empty] | 0 | [5 empty] | 0 | [11 empty] | 0 | [5 empty] | 0 | [11 empty] | 0 | [17 empty] | 0 | [5 empty] | 0 | [5 empty] | 0 | [5 empty] | 0 | [179 empty] | 0 | [17 empty] | 0 | [5 empty] | 0 | [5 empty] | 0 | [47 empty] | 0
[39 empty] | 0 | [11 empty] | 0 | [5 empty] | 0 | [5 empty] | 0 | [5 empty] | 0 | [5 empty] | 0 | [5 empty] | 0 | [5 empty] | 0 | [5 empty] | 0 | [23 empty] | 0 | [83 empty] | 0 | [5 empty] | 0 | [167 empty] | 0 | [17 empty] | 0 | [5 empty] | 0 | [11 empty] | 0 | [5 empty] | 0 | [17 empty] | 0 | [17 empty] | 0 | [5 empty] | 0 | [5 empty] | 0 | [5 empty] | 0 | [5 empty] | 0 | [23 empty] | 0 | [23 empty] | 0 | [11 empty] | 0 | [5 empty] | 0 | [5 empty] | 0 | [5 empty] | 0 | [5 empty] | 0 | [5 empty] | 0 | [5 empty] | 0 | [5 empty] | 0 | [5 empty] | 0 | [5 empty] | 0 | [5 empty] | 0 | [11 empty] | 0 | [5 empty] | 0 | [11 empty] | 0 | [17 empty] | 0 | [5 empty] | 0 | [5 empty] | 0 | [5 empty] | 0 | [179 empty] | 0 | [17 empty] | 0 | [5 empty] | 0 | [5 empty] | 0 | [47 empty] | 0
[39 empty] | 0 | [11 empty] | 0 | [5 empty] | 0 | [5 empty] | 0 | [5 empty] | 0 | [5 empty] | 0 | [5 empty] | 0 | [5 empty] | 0 | [5 empty] | 0 | [23 empty] | 0 | [83 empty] | 0 | [5 empty] | 0 | [167 empty] | 0 | [17 empty] | 0 | [5 empty] | 0 | [11 empty] | 0 | [5 empty] | 0 | [17 empty] | 0 | [17 empty] | 0 | [5 empty] | 0 | [5 empty] | 0 | [5 empty] | 0 | [5 empty] | 0 | [23 empty] | 0 | [23 empty] | 0 | [11 empty] | 0 | [5 empty] | 0 | [5 empty] | 0 | [5 empty] | 0 | [5 empty] | 0 | [5 empty] | 0 | [5 empty] | 0 | [5 empty] | 0 | [5 empty] | 0 | [5 empty] | 0 | [5 empty] | 0 | [11 empty] | 0 | [5 empty] | 0 | [11 empty] | 0 | [17 empty] | 0 | [5 empty] | 0 | [5 empty] | 0 | [5 empty] | 0 | [179 empty] | 0 | [17 empty] | 0 | [5 empty] | 0 | [5 empty] | 0 | [47 empty] | 0
[39 empty] | 0 | [11 empty] | 0 | [5 empty] | 0 | [5 empty] | 0 | [5 empty] | 0 | [5 empty] | 0 | [5 empty] | 0 | [5 empty] | 0 | [5 empty] | 0 | [23 empty] | 0 | [83 empty] | 0 | [5 empty] | 0 | [167 empty] | 0 | [17 empty] | 0 | [5 empty] | 0 | [11 empty] | 0 | [5 empty] | 0 | [17 empty] | 0 | [17 empty] | 0 | [5 empty] | 0 | [5 empty] | 0 | [5 empty] | 0 | [5 empty] | 0 | [23 empty] | 0 | [23 empty] | 0 | [11 empty] | 0 | [5 empty] | 0 | [5 empty] | 0 | [5 empty] | 0 | [5 empty] | 0 | [5 empty] | 0 | [5 empty] | 0 | [5 empty] | 0 | [5 empty] | 0 | [5 empty] | 0 | [5 empty] | 0 | [11 empty] | 0 | [5 empty] | 0 | [11 empty] | 0 | [17 empty] | 0 | [5 empty] | 0 | [5 empty] | 0 | [5 empty] | 0 | [179 empty] | 0 | [17 empty] | 0 | [5 empty] | 0 | [53 empty] | 0
[39 empty] | 0 | [11 empty] | 0 | [5 empty] | 0 | [5 empty] | 0 | [5 empty] | 0 | [5 empty] | 0 | [5 empty] | 0 | [5 empty] | 0 | [5 empty] | 0 | [23 empty] | 0 | [83 empty] | 0 | [5 empty] | 0 | [167 empty] | 0 | [17 empty] | 0 | [5 empty] | 0 | [11 empty] | 0 | [5 empty] | 0 | [17 empty] | 0 | [17 empty] | 0 | [5 empty] | 0 | [5 empty] | 0 | [11 empty] | 0 | [23 empty] | 0 | [23 empty] | 0 | [11 empty] | 0 | [5 empty] | 0 | [5 empty] | 0 | [5 empty] | 0 | [5 empty] | 0 | [5 empty] | 0 | [5 empty] | 0 | [5 empty] | 0 | [5 empty] | 0 | [5 empty] | 0 | [5 empty] | 0 | [11 empty] | 0 | [5 empty] | 0 | [11 empty] | 0 | [17 empty] | 0 | [5 empty] | 0 | [5 empty] | 0 | [185 empty] | 0 | [17 empty] | 0 | [5 empty] | 0 | [53 empty] | 0
[39 empty] | 0 | [11 empty] | 0 | [5 empty] | 0 | [5 empty] | 0 | [5 empty] | 0 | [5 empty] | 0 | [5 empty] | 0 | [5 empty] | 0 | [5 empty] | 0 | [23 empty] | 0 | [83 empty] | 0 | [5 empty] | 0 | [167 empty] | 0 | [17 empty] | 0 | [5 empty] | 0 | [11 empty] | 0 | [5 empty] | 0 | [17 empty] | 0 | [17 empty] | 0 | [5 empty] | 0 | [5 empty] | 0 | [11 empty] | 0 | [23 empty] | 0 | [23 empty] | 0 | [11 empty] | 0 | [5 empty] | 0 | [5 empty] | 0 | [5 empty] | 0 | [5 empty] | 0 | [5 empty] | 0 | [5 empty] | 0 | [5 empty] | 0 | [5 empty] | 0 | [5 empty] | 0 | [5 empty] | 0 | [11 empty] | 0 | [5 empty] | 0 | [11 empty] | 0 | [17 empty] | 0 | [5 empty] | 0 | [5 empty] | 0 | [185 empty] | 0 | [17 empty] | 0 | [5 empty] | 0 | [53 empty] | 0
[39 empty] | 0 | [11 empty] | 0 | [5 empty] | 0 | [5 empty] | 0 | [5 empty] | 0 | [5 empty] | 0 | [5 empty] | 0 | [5 empty] | 0 | [5 empty] | 0 | [23 empty] | 0 | [83 empty] | 0 | [5 empty] | 0 | [167 empty] | 0 | [17 empty] | 0 | [5 empty] | 0 | [11 empty] | 0 | [5 empty] | 0 | [17 empty] | 0 | [17 empty] | 0 | [5 empty] | 0 | [5 empty] | 0 | [11 empty] | 0 | [23 empty] | 0 | [23 empty] | 0 | [11 empty] | 0 | [5 empty] | 0 | [5 empty] | 0 | [5 empty] | 0 | [5 empty] | 0 | [5 empty] | 0 | [5 empty] | 0 | [5 empty] | 0 | [5 empty] | 0 | [5 empty] | 0 | [5 empty] | 0 | [11 empty] | 0 | [5 empty] | 0 | [11 empty] | 0 | [17 empty] | 0 | [5 empty] | 0 | [5 empty] | 0 | [185 empty] | 0 | [17 empty] | 0 | [5 empty] | 0 | [53 empty] | 0
[39 empty] | 0 | [11 empty] | 0 | [5 empty] | 0 | [5 empty] | 0 | [5 empty] | 0 | [5 empty] | 0 | [5 empty] | 0 | [5 empty] | 0 | [5 empty] | 0 | [23 empty] | 0 | [83 empty] | 0 | [5 empty] | 0 | [167 empty] | 0 | [17 empty] | 0 | [5 empty] | 0 | [11 empty] | 0 | [5 empty] | 0 | [17 empty] | 0 | [17 empty] | 0 | [5 empty] | 0 | [5 empty] | 0 | [11 empty] | 0 | [23 empty] | 0 | [23 empty] | 0 | [11 empty] | 0 | [5 empty] | 0 | [5 empty] | 0 | [5 empty] | 0 | [5 empty] | 0 | [5 empty] | 0 | [5 empty] | 0 | [5 empty] | 0 | [5 empty] | 0 | [5 empty] | 0 | [5 empty] | 0 | [11 empty] | 0 | [5 empty] | 0 | [11 empty] | 0 | [17 empty] | 0 | [5 empty] | 0 | [5 empty] | 0 | [185 empty] | 0 | [17 empty] | 0 | [5 empty] | 0 | [53 empty] | 0
[39 empty] | 0 | [11 empty] | 0 | [5 empty] | 0 | [5 empty] | 0 | [5 empty] | 0 | [5 empty] | 0 | [5 empty] | 0 | [5 empty] | 0 | [5 empty] | 0 | [23 empty] | 0 | [83 empty] | 0 | [5 empty] | 0 | [167 empty] | 0 | [17 empty] | 0 | [5 empty] | 0 | [11 empty] | 0 | [5 empty] | 0 | [17 empty] | 0 | [17 empty] | 0 | [5 empty] | 0 | [5 empty] | 0 | [11 empty] | 0 | [23 empty] | 0 | [23 empty] | 0 | [11 empty] | 0 | [5 empty] | 0 | [5 empty] | 0 | [5 empty] | 0 | [5 empty] | 0 | [5 empty] | 0 | [5 empty] | 0 | [5 empty] | 0 | [5 empty] | 0 | [5 empty] | 0 | [5 empty] | 0 | [11 empty] | 0 | [5 empty] | 0 | [11 empty] | 0 | [17 empty] | 0 | [5 empty] | 0 | [5 empty] | 0 | [203 empty] | 0 | [5 empty] | 0 | [53 empty] | 0
[39 empty] | 0 | [11 empty] | 0 | [5 empty] | 0 | [5 empty] | 0 | [5 empty] | 0 | [5 empty] | 0 | [5 empty] | 0 | [5 empty] | 0 | [5 empty] | 0 | [23 empty] | 0 | [83 empty] | 0 | [5 empty] | 0 | [167 empty] | 0 | [17 empty] | 0 | [17 empty] | 0 | [5 empty] | 0 | [17 empty] | 0 | [17 empty] | 0 | [5 empty] | 0 | [5 empty] | 0 | [11 empty] | 0 | [23 empty] | 0 | [23 empty] | 0 | [11 empty] | 0 | [5 empty] | 0 | [5 empty] | 0 | [5 empty] | 0 | [5 empty] | 0 | [5 empty] | 0 | [5 empty] | 0 | [5 empty] | 0 | [5 empty] | 0 | [5 empty] | 0 | [5 empty] | 0 | [11 empty] | 0 | [5 empty] | 0 | [11 empty] | 0 | [17 empty] | 0 | [5 empty] | 0 | [5 empty] | 0 | [203 empty] | 0 | [5 empty] | 0 | [53 empty] | 0
[39 empty] | 0 | [11 empty] | 0 | [5 empty] | 0 | [5 empty] | 0 | [5 empty] | 0 | [5 empty] | 0 | [5 empty] | 0 | [5 empty] | 0 | [5 empty] | 0 | [23 empty] | 0 | [83 empty] | 0 | [5 empty] | 0 | [167 empty] | 0 | [17 empty] | 0 | [17 empty] | 0 | [5 empty] | 0 | [17 empty] | 0 | [17 empty] | 0 | [5 empty] | 0 | [5 empty] | 0 | [11 empty] | 0 | [23 empty] | 0 | [23 empty] | 0 | [11 empty] | 0 | [5 empty] | 0 | [5 empty] | 0 | [5 empty] | 0 | [5 empty] | 0 | [5 empty] | 0 | [5 empty] | 0 | [5 empty] | 0 | [5 empty] | 0 | [5 empty] | 0 | [5 empty] | 0 | [11 empty] | 0 | [5 empty] | 0 | [11 empty] | 0 | [17 empty] | 0 | [5 empty] | 0 | [5 empty] | 0 | [203 empty] | 0 | [5 empty] | 0 | [53 empty] | 0
[39 empty] | 0 | [11 empty] | 0 | [5 empty] | 0 | [5 empty] | 0 | [5 empty] | 0 | [5 empty] | 0 | [5 empty] | 0 | [5 empty] | 0 | [5 empty] | 0 | [23 empty] | 0 | [83 empty] | 0 | [5 empty] | 0 | [167 empty] | 0 | [17 empty] | 0 | [17 empty] | 0 | [5 empty] | 0 | [17 empty] | 0 | [17 empty] | 0 | [5 empty] | 0 | [5 empty] | 0 | [11 empty] | 0 | [23 empty] | 0 | [23 empty] | 0 | [11 empty] | 0 | [5 empty] | 0 | [5 empty] | 0 | [5 empty] | 0 | [5 empty] | 0 | [5 empty] | 0 | [5 empty] | 0 | [5 empty] | 0 | [5 empty] | 0 | [5 empty] | 0 | [5 empty] | 0 | [11 empty] | 0 | [5 empty] | 0 | [11 empty] | 0 | [17 empty] | 0 | [5 empty] | 0 | [5 empty] | 0 | [203 empty] | 0 | [5 empty] | 0 | [53 empty] | 0
[39 empty] | 0 | [11 empty] | 0 | [5 empty] | 0 | [5 empty] | 0 | [5 empty] | 0 | [5 empty] | 0 | [5 empty] | 0 | [5 empty] | 0 | [5 empty] | 0 | [23 empty] | 0 | [83 empty] | 0 | [5 empty] | 0 | [167 empty] | 0 | [17 empty] | 0 | [17 empty] | 0 | [5 empty] | 0 | [17 empty] | 0 | [17 empty] | 0 | [5 empty] | 0 | [5 empty] | 0 | [11 empty] | 0 | [23 empty] | 0 | [23 empty] | 0 | [11 empty] | 0 | [5 empty] | 0 | [5 empty] | 0 | [5 empty] | 0 | [5 empty] | 0 | [5 empty] | 0 | [5 empty] | 0 | [5 empty] | 0 | [5 empty] | 0 | [5 empty] | 0 | [5 empty] | 0 | [11 empty] | 0 | [5 empty] | 0 | [11 empty] | 0 | [17 empty] | 0 | [5 empty] | 0 | [5 empty] | 0 | [203 empty] | 0 | [5 empty] | 0 | [53 empty] | 0
[39 empty] | 0 | [11 empty] | 0 | [5 empty] | 0 | [5 empty] | 0 | [5 empty] | 0 | [5 empty] | 0 | [5 empty] | 0 | [5 empty] | 0 | [5 empty] | 0 | [23 empty] | 0 | [83 empty] | 0 | [5 empty] | 0 | [167 empty] | 0 | [17 empty] | 0 | [17 empty] | 0 | [5 empty] | 0 | [17 empty] | 0 | [17 empty] | 0 | [11 empty] | 0 | [11 empty] | 0 | [23 empty] | 0 | [23 empty] | 0 | [11 empty] | 0 | [5 empty] | 0 | [5 empty] | 0 | [5 empty] | 0 | [5 empty] | 0 | [5 empty] | 0 | [5 empty] | 0 | [5 empty] | 0 | [5 empty] | 0 | [5 empty] | 0 | [5 empty] | 0 | [11 empty] | 0 | [5 empty] | 0 | [11 empty] | 0 | [17 empty] | 0 | [5 empty] | 0 | [5 empty] | 0 | [203 empty] | 0 | [5 empty] | 0 | [53 empty] | 0
[39 empty] | 0 | [11 empty] | 0 | [5 empty] | 0 | [5 empty] | 0 | [5 empty] | 0 | [5 empty] | 0 | [5 empty] | 0 | [5 empty] | 0 | [5 empty] | 0 | [23 empty] | 0 | [83 empty] | 0 | [5 empty] | 0 | [167 empty] | 0 | [17 empty] | 0 | [17 empty] | 0 | [5 empty] | 0 | [17 empty] | 0 | [17 empty] | 0 | [11 empty] | 0 | [11 empty] | 0 | [23 empty] | 0 | [23 empty] | 0 | [11 empty] | 0 | [5 empty] | 0 | [5 empty] | 0 | [5 empty] | 0 | [5 empty] | 0 | [5 empty] | 0 | [5 empty] | 0 | [5 empty] | 0 | [5 empty] | 0 | [5 empty] | 0 | [5 empty] | 0 | [11 empty] | 0 | [5 empty] | 0 | [11 empty] | 0 | [17 empty] | 0 | [5 empty] | 0 | [5 empty] | 0 | [203 empty] | 0 | [5 empty] | 0 | [53 empty] | 0
[39 empty] | 0 | [11 empty] | 0 | [5 empty] | 0 | [5 empty] | 0 | [5 empty] | 0 | [5 empty] | 0 | [5 empty] | 0 | [5 empty] | 0 | [5 empty] | 0 | [23 empty] | 0 | [83 empty] | 0 | [5 empty] | 0 | [167 empty] | 0 | [17 empty] | 0 | [17 empty] | 0 | [5 empty] | 0 | [17 empty] | 0 | [17 empty] | 0 | [11 empty] | 0 | [11 empty] | 0 | [23 empty] | 0 | [23 empty] | 0 | [11 empty] | 0 | [5 empty] | 0 | [5 empty] | 0 | [5 empty] | 0 | [5 empty] | 0 | [5 empty] | 0 | [5 empty] | 0 | [5 empty] | 0 | [5 empty] | 0 | [5 empty] | 0 | [5 empty] | 0 | [11 empty] | 0 | [5 empty] | 0 | [11 empty] | 0 | [17 empty] | 0 | [5 empty] | 0 | [5 empty] | 0 | [203 empty] | 0 | [5 empty] | 0 | [53 empty] | 0
[39 empty] | 0 | [11 empty] | 0 | [5 empty] | 0 | [5 empty] | 0 | [5 empty] | 0 | [5 empty] | 0 | [5 empty] | 0 | [5 empty] | 0 | [5 empty] | 0 | [23 empty] | 0 | [83 empty] | 0 | [5 empty] | 0 | [167 empty] | 0 | [17 empty] | 0 | [17 empty] | 0 | [5 empty] | 0 | [17 empty] | 0 | [17 empty] | 0 | [11 empty] | 0 | [11 empty] | 0 | [23 empty] | 0 | [23 empty] | 0 | [11 empty] | 0 | [5 empty] | 0 | [5 empty] | 0 | [5 empty] | 0 | [5 empty] | 0 | [5 empty] | 0 | [5 empty] | 0 | [5 empty] | 0 | [5 empty] | 0 | [5 empty] | 0 | [5 empty] | 0 | [11 empty] | 0 | [5 empty] | 0 | [11 empty] | 0 | [17 empty] | 0 | [5 empty] | 0 | [5 empty] | 0 | [203 empty] | 0 | [5 empty] | 0 | [53 empty] | 0
[39 empty] | 0 | [11 empty] | 0 | [5 empty] | 0 | [5 empty] | 0 | [5 empty] | 0 | [5 empty] | 0 | [5 empty] | 0 | [5 empty] | 0 | [5 empty] | 0 | [23 empty] | 0 | [83 empty] | 0 | [5 empty] | 0 | [167 empty] | 0 | [17 empty] | 0 | [17 empty] | 0 | [5 empty] | 0 | [17 empty] | 0 | [17 empty] | 0 | [11 empty] | 0 | [11 empty] | 0 | [23 empty] | 0 | [23 empty] | 0 | [11 empty] | 0 | [5 empty] | 0 | [5 empty] | 0 | [5 empty] | 0 | [5 empty] | 0 | [5 empty] | 0 | [5 empty] | 0 | [5 empty] | 0 | [5 empty] | 0 | [5 empty] | 0 | [5 empty] | 0 | [11 empty] | 0 | [5 empty] | 0 | [11 empty] | 0 | [17 empty] | 0 | [5 empty] | 0 | [5 empty] | 0 | [203 empty] | 0 | [5 empty] | 0 | [53 empty] | 0
[39 empty] | 0 | [11 empty] | 0 | [5 empty] | 0 | [5 empty] | 0 | [5 empty] | 0 | [5 empty] | 0 | [5 empty] | 0 | [5 empty] | 0 | [5 empty] | 0 | [23 empty] | 0 | [83 empty] | 0 | [5 empty] | 0 | [167 empty] | 0 | [17 empty] | 0 | [17 empty] | 0 | [5 empty] | 0 | [17 empty] | 0 | [17 empty] | 0 | [11 empty] | 0 | [11 empty] | 0 | [23 empty] | 0 | [23 empty] | 0 | [11 empty] | 0 | [5 empty] | 0 | [5 empty] | 0 | [5 empty] | 0 | [5 empty] | 0 | [5 empty] | 0 | [5 empty] | 0 | [5 empty] | 0 | [5 empty] | 0 | [5 empty] | 0 | [5 empty] | 0 | [11 empty] | 0 | [5 empty] | 0 | [11 empty] | 0 | [17 empty] | 0 | [5 empty] | 0 | [5 empty] | 0 | [203 empty] | 0 | [5 empty] | 0 | [53 empty] | 0
[39 empty] | 0 | [11 empty] | 0 | [5 empty] | 0 | [5 empty] | 0 | [5 empty] | 0 | [5 empty] | 0 | [5 empty] | 0 | [5 empty] | 0 | [5 empty] | 0 | [23 empty] | 0 | [83 empty] | 0 | [5 empty] | 0 | [167 empty] | 0 | [17 empty] | 0 | [17 empty] | 0 | [5 empty] | 0 | [17 empty] | 0 | [17 empty] | 0 | [11 empty] | 0 | [11 empty] | 0 | [23 empty] | 0 | [23 empty] | 0 | [11 empty] | 0 | [5 empty] | 0 | [5 empty] | 0 | [5 empty] | 0 | [5 empty] | 0 | [5 empty] | 0 | [5 empty] | 0 | [5 empty] | 0 | [5 empty] | 0 | [5 empty] | 0 | [5 empty] | 0 | [11 empty] | 0 | [5 empty] | 0 | [11 empty] | 0 | [17 empty] | 0 | [5 empty] | 0 | [5 empty] | 0 | [203 empty] | 0 | [5 empty] | 0 | [53 empty] | 0
[39 empty] | 0 | [11 empty] | 0 | [5 empty] | 0 | [5 empty] | 0 | [5 empty] | 0 | [5 empty] | 0 | [5 empty] | 0 | [5 empty] | 0 | [5 empty] | 0 | [23 empty] | 0 | [83 empty] | 0 | [5 empty] | 0 | [167 empty] | 0 | [17 empty] | 0 | [17 empty] | 0 | [5 empty] | 0 | [17 empty] | 0 | [17 empty] | 0 | [11 empty] | 0 | [11 empty] | 0 | [23 empty] | 0 | [23 empty] | 0 | [11 empty] | 0 | [5 empty] | 0 | [5 empty] | 0 | [5 empty] | 0 | [5 empty] | 0 | [5 empty] | 0 | [5 empty] | 0 | [5 empty] | 0 | [5 empty] | 0 | [5 empty] | 0 | [5 empty] | 0 | [11 empty] | 0 | [5 empty] | 0 | [11 empty] | 0 | [17 empty] | 0 | [5 empty] | 0 | [5 empty] | 0 | [203 empty] | 0 | [5 empty] | 0 | [53 empty] | 0
[39 empty] | 0 | [11 empty] | 0 | [5 empty] | 0 | [5 empty] | 0 | [5 empty] | 0 | [5 empty] | 0 | [5 empty] | 0 | [5 empty] | 0 | [5 empty] | 0 | [23 empty] | 0 | [83 empty] | 0 | [5 empty] | 0 | [167 empty] | 0 | [17 empty] | 0 | [17 empty] | 0 | [5 empty] | 0 | [17 empty] | 0 | [17 empty] | 0 | [11 empty] | 0 | [11 empty] | 0 | [23 empty] | 0 | [23 empty] | 0 | [11 empty] | 0 | [5 empty] | 0 | [5 empty] | 0 | [5 empty] | 0 | [5 empty] | 0 | [5 empty] | 0 | [5 empty] | 0 | [5 empty] | 0 | [5 empty] | 0 | [5 empty] | 0 | [5 empty] | 0 | [11 empty] | 0 | [5 empty] | 0 | [11 empty] | 0 | [17 empty] | 0 | [5 empty] | 0 | [5 empty] | 0 | [203 empty] | 0 | [5 empty] | 0 | [53 empty] | 0
[39 empty] | 0 | [11 empty] | 0 | [5 empty] | 0 | [5 empty] | 0 | [5 empty] | 0 | [5 empty] | 0 | [5 empty] | 0 | [5 empty] | 0 | [5 empty] | 0 | [23 empty] | 0 | [83 empty] | 0 | [5 empty] | 0 | [167 empty] | 0 | [17 empty] | 0 | [17 empty] | 0 | [5 empty] | 0 | [17 empty] | 0 | [17 empty] | 0 | [11 empty] | 0 | [11 empty] | 0 | [23 empty] | 0 | [23 empty] | 0 | [11 empty] | 0 | [5 empty] | 0 | [5 empty] | 0 | [5 empty] | 0 | [5 empty] | 0 | [5 empty] | 0 | [5 empty] | 0 | [5 empty] | 0 | [5 empty] | 0 | [5 empty] | 0 | [5 empty] | 0 | [11 empty] | 0 | [5 empty] | 0 | [11 empty] | 0 | [17 empty] | 0 | [5 empty] | 0 | [5 empty] | 0 | [203 empty] | 0 | [5 empty] | 0 | [53 empty] | 0
[39 empty] | 0 | [11 empty] | 0 | [5 empty] | 0 | [5 empty] | 0 | [5 empty] | 0 | [5 empty] | 0 | [5 empty] | 0 | [5 empty] | 0 | [5 empty] | 0 | [23 empty] | 0 | [83 empty] | 0 | [5 empty] | 0 | [167 empty] | 0 | [17 empty] | 0 | [17 empty] | 0 | [5 empty] | 0 | [17 empty] | 0 | [17 empty] | 0 | [11 empty] | 0 | [11 empty] | 0 | [23 empty] | 0 | [23 empty] | 0 | [11 empty] | 0 | [5 empty] | 0 | [5 empty] | 0 | [5 empty] | 0 | [5 empty] | 0 | [5 empty] | 0 | [5 empty] | 0 | [5 empty] | 0 | [5 empty] | 0 | [5 empty] | 0 | [5 empty] | 0 | [11 empty] | 0 | [5 empty] | 0 | [11 empty] | 0 | [17 empty] | 0 | [5 empty] | 0 | [5 empty] | 0 | [203 empty] | 0 | [5 empty] | 0 | [53 empty] | 0
[39 empty] | 0 | [11 empty] | 0 | [5 empty] | 0 | [5 empty] | 0 | [5 empty] | 0 | [5 empty] | 0 | [5 empty] | 0 | [5 empty] | 0 | [5 empty] | 0 | [23 empty] | 0 | [83 empty] | 0 | [5 empty] | 0 | [167 empty] | 0 | [17 empty] | 0 | [17 empty] | 0 | [5 empty] | 0 | [17 empty] | 0 | [17 empty] | 0 | [11 empty] | 0 | [11 empty] | 0 | [23 empty] | 0 | [23 empty] | 0 | [11 empty] | 0 | [5 empty] | 0 | [5 empty] | 0 | [5 empty] | 0 | [5 empty] | 0 | [5 empty] | 0 | [5 empty] | 0 | [5 empty] | 0 | [5 empty] | 0 | [5 empty] | 0 | [5 empty] | 0 | [11 empty] | 0 | [5 empty] | 0 | [11 empty] | 0 | [17 empty] | 0 | [5 empty] | 0 | [5 empty] | 0 | [203 empty] | 0 | [5 empty] | 0 | [53 empty] | 0
[39 empty] | 0 | [11 empty] | 0 | [5 empty] | 0 | [5 empty] | 0 | [5 empty] | 0 | [5 empty] | 0 | [5 empty] | 0 | [5 empty] | 0 | [5 empty] | 0 | [23 empty] | 0 | [83 empty] | 0 | [5 empty] | 0 | [167 empty] | 0 | [17 empty] | 0 | [17 empty] | 0 | [5 empty] | 0 | [17 empty] | 0 | [17 empty] | 0 | [11 empty] | 0 | [11 empty] | 0 | [23 empty] | 0 | [23 empty] | 0 | [11 empty] | 0 | [5 empty] | 0 | [5 empty] | 0 | [5 empty] | 0 | [5 empty] | 0 | [5 empty] | 0 | [5 empty] | 0 | [5 empty] | 0 | [5 empty] | 0 | [5 empty] | 0 | [5 empty] | 0 | [11 empty] | 0 | [5 empty] | 0 | [11 empty] | 0 | [17 empty] | 0 | [5 empty] | 0 | [5 empty] | 0 | [203 empty] | 0 | [5 empty] | 0 | [53 empty] | 0
[39 empty] | 0 | [11 empty] | 0 | [5 empty] | 0 | [5 empty] | 0 | [5 empty] | 0 | [5 empty] | 0 | [5 empty] | 0 | [5 empty] | 0 | [5 empty] | 0 | [23 empty] | 0 | [83 empty] | 0 | [5 empty] | 0 | [167 empty] | 0 | [17 empty] | 0 | [17 empty] | 0 | [5 empty] | 0 | [17 empty] | 0 | [17 empty] | 0 | [11 empty] | 0 | [11 empty] | 0 | [23 empty] | 0 | [23 empty] | 0 | [11 empty] | 0 | [5 empty] | 0 | [5 empty] | 0 | [5 empty] | 0 | [5 empty] | 0 | [5 empty] | 0 | [5 empty] | 0 | [5 empty] | 0 | [5 empty] | 0 | [5 empty] | 0 | [5 empty] | 0 | [11 empty] | 0 | [5 empty] | 0 | [11 empty] | 0 | [17 empty] | 0 | [5 empty] | 0 | [5 empty] | 0 | [203 empty] | 0 | [5 empty] | 0 | [53 empty] | 0
[39 empty] | 0 | [11 empty] | 0 | [5 empty] | 0 | [5 empty] | 0 | [5 empty] | 0 | [5 empty] | 0 | [5 empty] | 0 | [5 empty] | 0 | [5 empty] | 0 | [23 empty] | 0 | [83 empty] | 0 | [5 empty] | 0 | [167 empty] | 0 | [17 empty] | 0 | [17 empty] | 0 | [5 empty] | 0 | [17 empty] | 0 | [17 empty] | 0 | [11 empty] | 0 | [11 empty] | 0 | [23 empty] | 0 | [23 empty] | 0 | [11 empty] | 0 | [5 empty] | 0 | [5 empty] | 0 | [5 empty] | 0 | [5 empty] | 0 | [5 empty] | 0 | [5 empty] | 0 | [5 empty] | 0 | [5 empty] | 0 | [5 empty] | 0 | [5 empty] | 0 | [11 empty] | 0 | [5 empty] | 0 | [11 empty] | 0 | [17 empty] | 0 | [5 empty] | 0 | [5 empty] | 0 | [203 empty] | 0 | [5 empty] | 0 | [53 empty] | 0
[39 empty] | 0 | [11 empty] | 0 | [5 empty] | 0 | [5 empty] | 0 | [5 empty] | 0 | [5 empty] | 0 | [5 empty] | 0 | [5 empty] | 0 | [5 empty] | 0 | [23 empty] | 0 | [83 empty] | 0 | [5 empty] | 0 | [167 empty] | 0 | [17 empty] | 0 | [17 empty] | 0 | [5 empty] | 0 | [17 empty] | 0 | [17 empty] | 0 | [11 empty] | 0 | [11 empty] | 0 | [23 empty] | 0 | [23 empty] | 0 | [11 empty] | 0 | [5 empty] | 0 | [5 empty] | 0 | [5 empty] | 0 | [5 empty] | 0 | [5 empty] | 0 | [5 empty] | 0 | [5 empty] | 0 | [5 empty] | 0 | [5 empty] | 0 | [5 empty] | 0 | [11 empty] | 0 | [5 empty] | 0 | [11 empty] | 0 | [17 empty] | 0 | [5 empty] | 0 | [5 empty] | 0 | [203 empty] | 0 | [5 empty] | 0 | [53 empty] | 0
[39 empty] | 0 | [11 empty] | 0 | [5 empty] | 0 | [5 empty] | 0 | [5 empty] | 0 | [5 empty] | 0 | [5 empty] | 0 | [5 empty] | 0 | [5 empty] | 0 | [23 empty] | 0 | [83 empty] | 0 | [5 empty] | 0 | [167 empty] | 0 | [17 empty] | 0 | [17 empty] | 0 | [5 empty] | 0 | [17 empty] | 0 | [17 empty] | 0 | [11 empty] | 0 | [11 empty] | 0 | [23 empty] | 0 | [23 empty] | 0 | [11 empty] | 0 | [5 empty] | 0 | [5 empty] | 0 | [5 empty] | 0 | [5 empty] | 0 | [5 empty] | 0 | [11 empty] | 0 | [5 empty] | 0 | [5 empty] | 0 | [5 empty] | 0 | [11 empty] | 0 | [5 empty] | 0 | [11 empty] | 0 | [17 empty] | 0 | [5 empty] | 0 | [5 empty] | 0 | [203 empty] | 0 | [5 empty] | 0 | [53 empty] | 0
[39 empty] | 0 | [11 empty] | 0 | [5 empty] | 0 | [5 empty] | 0 | [5 empty] | 0 | [5 empty] | 0 | [5 empty] | 0 | [5 empty] | 0 | [5 empty] | 0 | [23 empty] | 0 | [83 empty] | 0 | [5 empty] | 0 | [167 empty] | 0 | [17 empty] | 0 | [17 empty] | 0 | [5 empty] | 0 | [17 empty] | 0 | [17 empty] | 0 | [11 empty] | 0 | [11 empty] | 0 | [23 empty] | 0 | [23 empty] | 0 | [11 empty] | 0 | [5 empty] | 0 | [5 empty] | 0 | [5 empty] | 0 | [5 empty] | 0 | [5 empty] | 0 | [11 empty] | 0 | [5 empty] | 0 | [5 empty] | 0 | [5 empty] | 0 | [11 empty] | 0 | [5 empty] | 0 | [11 empty] | 0 | [17 empty] | 0 | [5 empty] | 0 | [5 empty] | 0 | [203 empty] | 0 | [5 empty] | 0 | [53 empty] | 0
[39 empty] | 0 | [11 empty] | 0 | [5 empty] | 0 | [5 empty] | 0 | [5 empty] | 0 | [5 empty] | 0 | [5 empty] | 0 | [5 empty] | 0 | [5 empty] | 0 | [23 empty] | 0 | [83 empty] | 0 | [5 empty] | 0 | [167 empty] | 0 | [17 empty] | 0 | [17 empty] | 0 | [5 empty] | 0 | [17 empty] | 0 | [17 empty] | 0 | [11 empty] | 0 | [11 empty] | 0 | [23 empty] | 0 | [23 empty] | 0 | [11 empty] | 0 | [5 empty] | 0 | [5 empty] | 0 | [5 empty] | 0 | [5 empty] | 0 | [5 empty] | 0 | [11 empty] | 0 | [5 empty] | 0 | [5 empty] | 0 | [5 empty] | 0 | [11 empty] | 0 | [5 empty] | 0 | [11 empty] | 0 | [17 empty] | 0 | [5 empty] | 0 | [5 empty] | 0 | [203 empty] | 0 | [5 empty] | 0 | [53 empty] | 0
[51 empty] | 0 | [5 empty] | 0 | [5 empty] | 0 | [5 empty] | 0 | [5 empty] | 0 | [5 empty] | 0 | [5 empty] | 0 | [5 empty] | 0 | [23 empty] | 0 | [83 empty] | 0 | [5 empty] | 0 | [167 empty] | 0 | [17 empty] | 0 | [17 empty] | 0 | [5 empty] | 0 | [17 empty] | 0 | [17 empty] | 0 | [11 empty] | 0 | [11 empty] | 0 | [23 empty] | 0 | [23 empty] | 0 | [11 empty] | 0 | [5 empty] | 0 | [5 empty] | 0 | [5 empty] | 0 | [5 empty] | 0 | [5 empty] | 0 | [11 empty] | 0 | [5 empty] | 0 | [5 empty] | 0 | [5 empty] | 0 | [11 empty] | 0 | [5 empty] | 0 | [11 empty] | 0 | [17 empty] | 0 | [5 empty] | 0 | [5 empty] | 0 | [203 empty] | 0 | [5 empty] | 0 | [53 empty] | 0
[51 empty] | 0 | [5 empty] | 0 | [5 empty] | 0 | [5 empty] | 0 | [5 empty] | 0 | [5 empty] | 0 | [5 empty] | 0 | [5 empty] | 0 | [23 empty] | 0 | [83 empty] | 0 | [5 empty] | 0 | [167 empty] | 0 | [17 empty] | 0 | [17 empty] | 0 | [5 empty] | 0 | [17 empty] | 0 | [17 empty] | 0 | [11 empty] | 0 | [11 empty] | 0 | [23 empty] | 0 | [23 empty] | 0 | [11 empty] | 0 | [5 empty] | 0 | [5 empty] | 0 | [5 empty] | 0 | [5 empty] | 0 | [5 empty] | 0 | [11 empty] | 0 | [5 empty] | 0 | [5 empty] | 0 | [5 empty] | 0 | [11 empty] | 0 | [5 empty] | 0 | [11 empty] | 0 | [17 empty] | 0 | [5 empty] | 0 | [5 empty] | 0 | [203 empty] | 0 | [5 empty] | 0 | [53 empty] | 0
[51 empty] | 0 | [5 empty] | 0 | [5 empty] | 0 | [5 empty] | 0 | [5 empty] | 0 | [5 empty] | 0 | [5 empty] | 0 | [5 empty] | 0 | [23 empty] | 0 | [83 empty] | 0 | [5 empty] | 0 | [167 empty] | 0 | [17 empty] | 0 | [17 empty] | 0 | [5 empty] | 0 | [17 empty] | 0 | [17 empty] | 0 | [11 empty] | 0 | [11 empty] | 0 | [23 empty] | 0 | [23 empty] | 0 | [11 empty] | 0 | [5 empty] | 0 | [5 empty] | 0 | [5 empty] | 0 | [5 empty] | 0 | [5 empty] | 0 | [11 empty] | 0 | [5 empty] | 0 | [5 empty] | 0 | [5 empty] | 0 | [11 empty] | 0 | [5 empty] | 0 | [11 empty] | 0 | [17 empty] | 0 | [5 empty] | 0 | [5 empty] | 0 | [203 empty] | 0 | [5 empty] | 0 | [53 empty] | 0
[51 empty] | 0 | [5 empty] | 0 | [5 empty] | 0 | [5 empty] | 0 | [5 empty] | 0 | [5 empty] | 0 | [5 empty] | 0 | [5 empty] | 0 | [23 empty] | 0 | [83 empty] | 0 | [5 empty] | 0 | [167 empty] | 0 | [17 empty] | 0 | [17 empty] | 0 | [5 empty] | 0 | [17 empty] | 0 | [17 empty] | 0 | [11 empty] | 0 | [11 empty] | 0 | [23 empty] | 0 | [23 empty] | 0 | [11 empty] | 0 | [5 empty] | 0 | [5 empty] | 0 | [5 empty] | 0 | [5 empty] | 0 | [5 empty] | 0 | [11 empty] | 0 | [5 empty] | 0 | [5 empty] | 0 | [5 empty] | 0 | [11 empty] | 0 | [5 empty] | 0 | [11 empty] | 0 | [17 empty] | 0 | [5 empty] | 0 | [5 empty] | 0 | [203 empty] | 0 | [5 empty] | 0 | [53 empty] | 0
[51 empty] | 0 | [5 empty] | 0 | [5 empty] | 0 | [5 empty] | 0 | [5 empty] | 0 | [5 empty] | 0 | [5 empty] | 0 | [5 empty] | 0 | [23 empty] | 0 | [83 empty] | 0 | [5 empty] | 0 | [167 empty] | 0 | [17 empty] | 0 | [17 empty] | 0 | [5 empty] | 0 | [17 empty] | 0 | [17 empty] | 0 | [11 empty] | 0 | [11 empty] | 0 | [23 empty] | 0 | [23 empty] | 0 | [11 empty] | 0 | [5 empty] | 0 | [5 empty] | 0 | [5 empty] | 0 | [5 empty] | 0 | [5 empty] | 0 | [11 empty] | 0 | [5 empty] | 0 | [5 empty] | 0 | [5 empty] | 0 | [11 empty] | 0 | [5 empty] | 0 | [11 empty] | 0 | [17 empty] | 0 | [5 empty] | 0 | [5 empty] | 0 | [203 empty] | 0 | [5 empty] | 0 | [53 empty] | 0
[51 empty] | 0 | [5 empty] | 0 | [5 empty] | 0 | [5 empty] | 0 | [5 empty] | 0 | [5 empty] | 0 | [5 empty] | 0 | [5 empty] | 0 | [23 empty] | 0 | [83 empty] | 0 | [5 empty] | 0 | [167 empty] | 0 | [17 empty] | 0 | [17 empty] | 0 | [5 empty] | 0 | [17 empty] | 0 | [17 empty] | 0 | [11 empty] | 0 | [11 empty] | 0 | [23 empty] | 0 | [23 empty] | 0 | [11 empty] | 0 | [5 empty] | 0 | [5 empty] | 0 | [5 empty] | 0 | [5 empty] | 0 | [5 empty] | 0 | [11 empty] | 0 | [5 empty] | 0 | [5 empty] | 0 | [5 empty] | 0 | [11 empty] | 0 | [5 empty] | 0 | [11 empty] | 0 | [17 empty] | 0 | [5 empty] | 0 | [5 empty] | 0 | [203 empty] | 0 | [5 empty] | 0 | [53 empty] | 0
[51 empty] | 0 | [5 empty] | 0 | [5 empty] | 0 | [5 empty] | 0 | [5 empty] | 0 | [5 empty] | 0 | [5 empty] | 0 | [5 empty] | 0 | [23 empty] | 0 | [83 empty] | 0 | [5 empty] | 0 | [167 empty] | 0 | [17 empty] | 0 | [17 empty] | 0 | [5 empty] | 0 | [17 empty] | 0 | [17 empty] | 0 | [11 empty] | 0 | [11 empty] | 0 | [23 empty] | 0 | [23 empty] | 0 | [11 empty] | 0 | [5 empty] | 0 | [5 empty] | 0 | [5 empty] | 0 | [5 empty] | 0 | [5 empty] | 0 | [11 empty] | 0 | [5 empty] | 0 | [5 empty] | 0 | [5 empty] | 0 | [11 empty] | 0 | [5 empty] | 0 | [11 empty] | 0 | [17 empty] | 0 | [5 empty] | 0 | [5 empty] | 0 | [203 empty] | 0 | [5 empty] | 0 | [53 empty] | 0
[51 empty] | 0 | [5 empty] | 0 | [5 empty] | 0 | [5 empty] | 0 | [5 empty] | 0 | [5 empty] | 0 | [5 empty] | 0 | [5 empty] | 0 | [23 empty] | 0 | [83 empty] | 0 | [5 empty] | 0 | [167 empty] | 0 | [35 empty] | 0 | [5 empty] | 0 | [17 empty] | 0 | [17 empty] | 0 | [11 empty] | 0 | [11 empty] | 0 | [23 empty] | 0 | [23 empty] | 0 | [11 empty] | 0 | [5 empty] | 0 | [5 empty] | 0 | [5 empty] | 0 | [5 empty] | 0 | [5 empty] | 0 | [11 empty] | 0 | [5 empty] | 0 | [5 empty] | 0 | [5 empty] | 0 | [11 empty] | 0 | [5 empty] | 0 | [11 empty] | 0 | [17 empty] | 0 | [5 empty] | 0 | [5 empty] | 0 | [203 empty] | 0 | [5 empty] | 0 | [53 empty] | 0
[51 empty] | 0 | [5 empty] | 0 | [5 empty] | 0 | [5 empty] | 0 | [5 empty] | 0 | [5 empty] | 0 | [5 empty] | 0 | [5 empty] | 0 | [23 empty] | 0 | [83 empty] | 0 | [5 empty] | 0 | [167 empty] | 0 | [35 empty] | 0 | [5 empty] | 0 | [17 empty] | 0 | [17 empty] | 0 | [11 empty] | 0 | [11 empty] | 0 | [23 empty] | 0 | [23 empty] | 0 | [11 empty] | 0 | [5 empty] | 0 | [5 empty] | 0 | [5 empty] | 0 | [5 empty] | 0 | [5 empty] | 0 | [11 empty] | 0 | [5 empty] | 0 | [5 empty] | 0 | [5 empty] | 0 | [11 empty] | 0 | [5 empty] | 0 | [11 empty] | 0 | [17 empty] | 0 | [5 empty] | 0 | [5 empty] | 0 | [203 empty] | 0 | [5 empty] | 0 | [53 empty] | 0
[51 empty] | 0 | [5 empty] | 0 | [5 empty] | 0 | [5 empty] | 0 | [5 empty] | 0 | [5 empty] | 0 | [5 empty] | 0 | [5 empty] | 0 | [23 empty] | 0 | [83 empty] | 0 | [5 empty] | 0 | [203 empty] | 0 | [5 empty] | 0 | [17 empty] | 0 | [17 empty] | 0 | [11 empty] | 0 | [11 empty] | 0 | [23 empty] | 0 | [23 empty] | 0 | [11 empty] | 0 | [5 empty] | 0 | [5 empty] | 0 | [5 empty] | 0 | [5 empty] | 0 | [5 empty] | 0 | [11 empty] | 0 | [5 empty] | 0 | [5 empty] | 0 | [5 empty] | 0 | [11 empty] | 0 | [5 empty] | 0 | [11 empty] | 0 | [17 empty] | 0 | [5 empty] | 0 | [5 empty] | 0 | [203 empty] | 0 | [5 empty] | 0 | [53 empty] | 0
[51 empty] | 0 | [5 empty] | 0 | [5 empty] | 0 | [5 empty] | 0 | [5 empty] | 0 | [5 empty] | 0 | [5 empty] | 0 | [5 empty] | 0 | [23 empty] | 0 | [83 empty] | 0 | [5 empty] | 0 | [203 empty] | 0 | [5 empty] | 0 | [17 empty] | 0 | [17 empty] | 0 | [11 empty] | 0 | [11 empty] | 0 | [23 empty] | 0 | [23 empty] | 0 | [11 empty] | 0 | [5 empty] | 0 | [5 empty] | 0 | [5 empty] | 0 | [5 empty] | 0 | [5 empty] | 0 | [11 empty] | 0 | [5 empty] | 0 | [5 empty] | 0 | [5 empty] | 0 | [11 empty] | 0 | [5 empty] | 0 | [11 empty] | 0 | [17 empty] | 0 | [5 empty] | 0 | [5 empty] | 0 | [203 empty] | 0 | [5 empty] | 0 | [53 empty] | 0
[51 empty] | 0 | [5 empty] | 0 | [5 empty] | 0 | [5 empty] | 0 | [5 empty] | 0 | [5 empty] | 0 | [5 empty] | 0 | [5 empty] | 0 | [23 empty] | 0 | [83 empty] | 0 | [5 empty] | 0 | [203 empty] | 0 | [5 empty] | 0 | [17 empty] | 0 | [17 empty] | 0 | [23 empty] | 0 | [23 empty] | 0 | [23 empty] | 0 | [11 empty] | 0 | [5 empty] | 0 | [5 empty] | 0 | [5 empty] | 0 | [5 empty] | 0 | [5 empty] | 0 | [11 empty] | 0 | [5 empty] | 0 | [5 empty] | 0 | [5 empty] | 0 | [11 empty] | 0 | [5 empty] | 0 | [11 empty] | 0 | [17 empty] | 0 | [5 empty] | 0 | [5 empty] | 0 | [203 empty] | 0 | [5 empty] | 0 | [53 empty] | 0
[51 empty] | 0 | [5 empty] | 0 | [5 empty] | 0 | [5 empty] | 0 | [5 empty] | 0 | [5 empty] | 0 | [5 empty] | 0 | [5 empty] | 0 | [23 empty] | 0 | [83 empty] | 0 | [5 empty] | 0 | [203 empty] | 0 | [5 empty] | 0 | [17 empty] | 0 | [17 empty] | 0 | [23 empty] | 0 | [23 empty] | 0 | [23 empty] | 0 | [11 empty] | 0 | [5 empty] | 0 | [5 empty] | 0 | [5 empty] | 0 | [5 empty] | 0 | [5 empty] | 0 | [11 empty] | 0 | [5 empty] | 0 | [5 empty] | 0 | [5 empty] | 0 | [11 empty] | 0 | [5 empty] | 0 | [11 empty] | 0 | [17 empty] | 0 | [5 empty] | 0 | [5 empty] | 0 | [203 empty] | 0 | [5 empty] | 0 | [53 empty] | 0
[51 empty] | 0 | [5 empty] | 0 | [5 empty] | 0 | [5 empty] | 0 | [5 empty] | 0 | [5 empty] | 0 | [5 empty] | 0 | [5 empty] | 0 | [23 empty] | 0 | [83 empty] | 0 | [5 empty] | 0 | [203 empty] | 0 | [5 empty] | 0 | [17 empty] | 0 | [17 empty] | 0 | [23 empty] | 0 | [23 empty] | 0 | [23 empty] | 0 | [11 empty] | 0 | [5 empty] | 0 | [5 empty] | 0 | [5 empty] | 0 | [5 empty] | 0 | [5 empty] | 0 | [11 empty] | 0 | [5 empty] | 0 | [5 empty] | 0 | [5 empty] | 0 | [11 empty] | 0 | [5 empty] | 0 | [11 empty] | 0 | [17 empty] | 0 | [5 empty] | 0 | [5 empty] | 0 | [203 empty] | 0 | [5 empty] | 0 | [53 empty] | 0
[51 empty] | 0 | [5 empty] | 0 | [5 empty] | 0 | [5 empty] | 0 | [5 empty] | 0 | [5 empty] | 0 | [5 empty] | 0 | [5 empty] | 0 | [23 empty] | 0 | [83 empty] | 0 | [5 empty] | 0 | [203 empty] | 0 | [5 empty] | 0 | [17 empty] | 0 | [17 empty] | 0 | [23 empty] | 0 | [23 empty] | 0 | [23 empty] | 0 | [11 empty] | 0 | [5 empty] | 0 | [5 empty] | 0 | [5 empty] | 0 | [5 empty] | 0 | [5 empty] | 0 | [11 empty] | 0 | [5 empty] | 0 | [5 empty] | 0 | [5 empty] | 0 | [11 empty] | 0 | [5 empty] | 0 | [11 empty] | 0 | [17 empty] | 0 | [5 empty] | 0 | [5 empty] | 0 | [203 empty] | 0 | [5 empty] | 0 | [53 empty] | 0
[51 empty] | 0 | [5 empty] | 0 | [5 empty] | 0 | [5 empty] | 0 | [5 empty] | 0 | [5 empty] | 0 | [5 empty] | 0 | [5 empty] | 0 | [23 empty] | 0 | [83 empty] | 0 | [5 empty] | 0 | [203 empty] | 0 | [5 empty] | 0 | [17 empty] | 0 | [17 empty] | 0 | [23 empty] | 0 | [23 empty] | 0 | [23 empty] | 0 | [11 empty] | 0 | [5 empty] | 0 | [5 empty] | 0 | [5 empty] | 0 | [5 empty] | 0 | [5 empty] | 0 | [11 empty] | 0 | [5 empty] | 0 | [5 empty] | 0 | [5 empty] | 0 | [11 empty] | 0 | [5 empty] | 0 | [11 empty] | 0 | [17 empty] | 0 | [5 empty] | 0 | [5 empty] | 0 | [203 empty] | 0 | [5 empty] | 0 | [53 empty] | 0
[51 empty] | 0 | [5 empty] | 0 | [5 empty] | 0 | [5 empty] | 0 | [5 empty] | 0 | [5 empty] | 0 | [5 empty] | 0 | [5 empty] | 0 | [23 empty] | 0 | [83 empty] | 0 | [5 empty] | 0 | [203 empty] | 0 | [5 empty] | 0 | [17 empty] | 0 | [17 empty] | 0 | [23 empty] | 0 | [23 empty] | 0 | [23 empty] | 0 | [11 empty] | 0 | [5 empty] | 0 | [5 empty] | 0 | [5 empty] | 0 | [5 empty] | 0 | [5 empty] | 0 | [11 empty] | 0 | [5 empty] | 0 | [5 empty] | 0 | [5 empty] | 0 | [11 empty] | 0 | [5 empty] | 0 | [11 empty] | 0 | [17 empty] | 0 | [5 empty] | 0 | [5 empty] | 0 | [203 empty] | 0 | [5 empty] | 0 | [53 empty] | 0
[51 empty] | 0 | [5 empty] | 0 | [5 empty] | 0 | [5 empty] | 0 | [5 empty] | 0 | [5 empty] | 0 | [5 empty] | 0 | [5 empty] | 0 | [23 empty] | 0 | [83 empty] | 0 | [5 empty] | 0 | [203 empty] | 0 | [5 empty] | 0 | [17 empty] | 0 | [17 empty] | 0 | [23 empty] | 0 | [23 empty] | 0 | [23 empty] | 0 | [11 empty] | 0 | [5 empty] | 0 | [5 empty] | 0 | [5 empty] | 0 | [5 empty] | 0 | [5 empty] | 0 | [11 empty] | 0 | [5 empty] | 0 | [5 empty] | 0 | [5 empty] | 0 | [11 empty] | 0 | [5 empty] | 0 | [11 empty] | 0 | [17 empty] | 0 | [5 empty] | 0 | [5 empty] | 0 | [203 empty] | 0 | [5 empty] | 0 | [53 empty] | 0
[51 empty] | 0 | [5 empty] | 0 | [5 empty] | 0 | [5 empty] | 0 | [5 empty] | 0 | [5 empty] | 0 | [5 empty] | 0 | [5 empty] | 0 | [23 empty] | 0 | [83 empty] | 0 | [5 empty] | 0 | [209 empty] | 0 | [17 empty] | 0 | [17 empty] | 0 | [23 empty] | 0 | [23 empty] | 0 | [23 empty] | 0 | [11 empty] | 0 | [5 empty] | 0 | [5 empty] | 0 | [5 empty] | 0 | [5 empty] | 0 | [5 empty] | 0 | [11 empty] | 0 | [5 empty] | 0 | [5 empty] | 0 | [5 empty] | 0 | [11 empty] | 0 | [5 empty] | 0 | [11 empty] | 0 | [17 empty] | 0 | [5 empty] | 0 | [5 empty] | 0 | [203 empty] | 0 | [5 empty] | 0 | [53 empty] | 0
[51 empty] | 0 | [5 empty] | 0 | [5 empty] | 0 | [5 empty] | 0 | [5 empty] | 0 | [5 empty] | 0 | [5 empty] | 0 | [5 empty] | 0 | [23 empty] | 0 | [89 empty] | 0 | [209 empty] | 0 | [17 empty] | 0 | [17 empty] | 0 | [23 empty] | 0 | [23 empty] | 0 | [23 empty] | 0 | [11 empty] | 0 | [5 empty] | 0 | [5 empty] | 0 | [5 empty] | 0 | [5 empty] | 0 | [5 empty] | 0 | [11 empty] | 0 | [5 empty] | 0 | [5 empty] | 0 | [5 empty] | 0 | [11 empty] | 0 | [5 empty] | 0 | [11 empty] | 0 | [17 empty] | 0 | [5 empty] | 0 | [5 empty] | 0 | [203 empty] | 0 | [5 empty] | 0 | [53 empty] | 0
[51 empty] | 0 | [5 empty] | 0 | [5 empty] | 0 | [5 empty] | 0 | [5 empty] | 0 | [5 empty] | 0 | [5 empty] | 0 | [5 empty] | 0 | [23 empty] | 0 | [89 empty] | 0 | [209 empty] | 0 | [17 empty] | 0 | [17 empty] | 0 | [23 empty] | 0 | [23 empty] | 0 | [23 empty] | 0 | [11 empty] | 0 | [5 empty] | 0 | [5 empty] | 0 | [5 empty] | 0 | [5 empty] | 0 | [5 empty] | 0 | [11 empty] | 0 | [5 empty] | 0 | [5 empty] | 0 | [5 empty] | 0 | [11 empty] | 0 | [5 empty] | 0 | [11 empty] | 0 | [17 empty] | 0 | [5 empty] | 0 | [5 empty] | 0 | [203 empty] | 0 | [5 empty] | 0 | [53 empty] | 0
[51 empty] | 0 | [5 empty] | 0 | [5 empty] | 0 | [5 empty] | 0 | [5 empty] | 0 | [5 empty] | 0 | [5 empty] | 0 | [5 empty] | 0 | [23 empty] | 0 | [89 empty] | 0 | [209 empty] | 0 | [17 empty] | 0 | [17 empty] | 0 | [23 empty] | 0 | [23 empty] | 0 | [23 empty] | 0 | [11 empty] | 0 | [5 empty] | 0 | [5 empty] | 0 | [5 empty] | 0 | [5 empty] | 0 | [5 empty] | 0 | [11 empty] | 0 | [5 empty] | 0 | [5 empty] | 0 | [5 empty] | 0 | [11 empty] | 0 | [5 empty] | 0 | [29 empty] | 0 | [5 empty] | 0 | [5 empty] | 0 | [203 empty] | 0 | [5 empty] | 0 | [53 empty] | 0
[51 empty] | 0 | [5 empty] | 0 | [5 empty] | 0 | [5 empty] | 0 | [5 empty] | 0 | [5 empty] | 0 | [5 empty] | 0 | [5 empty] | 0 | [23 empty] | 0 | [89 empty] | 0 | [209 empty] | 0 | [17 empty] | 0 | [17 empty] | 0 | [23 empty] | 0 | [23 empty] | 0 | [23 empty] | 0 | [11 empty] | 0 | [5 empty] | 0 | [5 empty] | 0 | [5 empty] | 0 | [5 empty] | 0 | [5 empty] | 0 | [11 empty] | 0 | [5 empty] | 0 | [5 empty] | 0 | [5 empty] | 0 | [11 empty] | 0 | [5 empty] | 0 | [29 empty] | 0 | [5 empty] | 0 | [5 empty] | 0 | [203 empty] | 0 | [5 empty] | 0 | [53 empty] | 0
[51 empty] | 0 | [5 empty] | 0 | [5 empty] | 0 | [5 empty] | 0 | [5 empty] | 0 | [5 empty] | 0 | [5 empty] | 0 | [5 empty] | 0 | [23 empty] | 0 | [89 empty] | 0 | [209 empty] | 0 | [17 empty] | 0 | [17 empty] | 0 | [23 empty] | 0 | [23 empty] | 0 | [23 empty] | 0 | [11 empty] | 0 | [5 empty] | 0 | [5 empty] | 0 | [5 empty] | 0 | [5 empty] | 0 | [5 empty] | 0 | [11 empty] | 0 | [5 empty] | 0 | [5 empty] | 0 | [5 empty] | 0 | [11 empty] | 0 | [5 empty] | 0 | [29 empty] | 0 | [5 empty] | 0 | [5 empty] | 0 | [203 empty] | 0 | [5 empty] | 0 | [53 empty] | 0
[51 empty] | 0 | [5 empty] | 0 | [5 empty] | 0 | [5 empty] | 0 | [5 empty] | 0 | [5 empty] | 0 | [5 empty] | 0 | [5 empty] | 0 | [23 empty] | 0 | [299 empty] | 0 | [17 empty] | 0 | [17 empty] | 0 | [23 empty] | 0 | [23 empty] | 0 | [23 empty] | 0 | [11 empty] | 0 | [5 empty] | 0 | [5 empty] | 0 | [5 empty] | 0 | [5 empty] | 0 | [5 empty] | 0 | [11 empty] | 0 | [5 empty] | 0 | [5 empty] | 0 | [5 empty] | 0 | [11 empty] | 0 | [5 empty] | 0 | [29 empty] | 0 | [5 empty] | 0 | [5 empty] | 0 | [203 empty] | 0 | [5 empty] | 0 | [53 empty] | 0
[51 empty] | 0 | [5 empty] | 0 | [5 empty] | 0 | [5 empty] | 0 | [5 empty] | 0 | [5 empty] | 0 | [5 empty] | 0 | [5 empty] | 0 | [23 empty] | 0 | [299 empty] | 0 | [17 empty] | 0 | [17 empty] | 0 | [23 empty] | 0 | [23 empty] | 0 | [23 empty] | 0 | [11 empty] | 0 | [5 empty] | 0 | [5 empty] | 0 | [5 empty] | 0 | [5 empty] | 0 | [5 empty] | 0 | [11 empty] | 0 | [5 empty] | 0 | [5 empty] | 0 | [5 empty] | 0 | [11 empty] | 0 | [5 empty] | 0 | [29 empty] | 0 | [5 empty] | 0 | [5 empty] | 0 | [203 empty] | 0 | [5 empty] | 0 | [53 empty] | 0
[51 empty] | 0 | [5 empty] | 0 | [5 empty] | 0 | [5 empty] | 0 | [5 empty] | 0 | [5 empty] | 0 | [5 empty] | 0 | [5 empty] | 0 | [23 empty] | 0 | [299 empty] | 0 | [17 empty] | 0 | [17 empty] | 0 | [23 empty] | 0 | [23 empty] | 0 | [23 empty] | 0 | [11 empty] | 0 | [5 empty] | 0 | [5 empty] | 0 | [5 empty] | 0 | [5 empty] | 0 | [5 empty] | 0 | [11 empty] | 0 | [5 empty] | 0 | [5 empty] | 0 | [5 empty] | 0 | [11 empty] | 0 | [5 empty] | 0 | [29 empty] | 0 | [5 empty] | 0 | [5 empty] | 0 | [203 empty] | 0 | [5 empty] | 0 | [53 empty] | 0
[51 empty] | 0 | [5 empty] | 0 | [5 empty] | 0 | [5 empty] | 0 | [5 empty] | 0 | [5 empty] | 0 | [5 empty] | 0 | [5 empty] | 0 | [23 empty] | 0 | [299 empty] | 0 | [17 empty] | 0 | [17 empty] | 0 | [23 empty] | 0 | [23 empty] | 0 | [23 empty] | 0 | [11 empty] | 0 | [5 empty] | 0 | [5 empty] | 0 | [5 empty] | 0 | [5 empty] | 0 | [5 empty] | 0 | [11 empty] | 0 | [5 empty] | 0 | [5 empty] | 0 | [5 empty] | 0 | [11 empty] | 0 | [5 empty] | 0 | [29 empty] | 0 | [5 empty] | 0 | [5 empty] | 0 | [203 empty] | 0 | [5 empty] | 0 | [53 empty] | 0
[51 empty] | 0 | [5 empty] | 0 | [5 empty] | 0 | [5 empty] | 0 | [5 empty] | 0 | [5 empty] | 0 | [5 empty] | 0 | [5 empty] | 0 | [23 empty] | 0 | [299 empty] | 0 | [17 empty] | 0 | [17 empty] | 0 | [23 empty] | 0 | [23 empty] | 0 | [23 empty] | 0 | [11 empty] | 0 | [5 empty] | 0 | [5 empty] | 0 | [5 empty] | 0 | [5 empty] | 0 | [5 empty] | 0 | [11 empty] | 0 | [5 empty] | 0 | [5 empty] | 0 | [5 empty] | 0 | [11 empty] | 0 | [5 empty] | 0 | [29 empty] | 0 | [5 empty] | 0 | [5 empty] | 0 | [203 empty] | 0 | [5 empty] | 0 | [53 empty] | 0
[51 empty] | 0 | [5 empty] | 0 | [5 empty] | 0 | [5 empty] | 0 | [5 empty] | 0 | [5 empty] | 0 | [5 empty] | 0 | [5 empty] | 0 | [23 empty] | 0 | [299 empty] | 0 | [17 empty] | 0 | [17 empty] | 0 | [23 empty] | 0 | [23 empty] | 0 | [23 empty] | 0 | [11 empty] | 0 | [11 empty] | 0 | [5 empty] | 0 | [5 empty] | 0 | [5 empty] | 0 | [11 empty] | 0 | [5 empty] | 0 | [5 empty] | 0 | [5 empty] | 0 | [11 empty] | 0 | [5 empty] | 0 | [29 empty] | 0 | [5 empty] | 0 | [5 empty] | 0 | [203 empty] | 0 | [5 empty] | 0 | [53 empty] | 0
[51 empty] | 0 | [5 empty] | 0 | [5 empty] | 0 | [5 empty] | 0 | [5 empty] | 0 | [5 empty] | 0 | [5 empty] | 0 | [5 empty] | 0 | [23 empty] | 0 | [299 empty] | 0 | [17 empty] | 0 | [17 empty] | 0 | [23 empty] | 0 | [23 empty] | 0 | [23 empty] | 0 | [11 empty] | 0 | [11 empty] | 0 | [5 empty] | 0 | [5 empty] | 0 | [5 empty] | 0 | [11 empty] | 0 | [5 empty] | 0 | [5 empty] | 0 | [5 empty] | 0 | [11 empty] | 0 | [5 empty] | 0 | [29 empty] | 0 | [5 empty] | 0 | [5 empty] | 0 | [203 empty] | 0 | [5 empty] | 0 | [53 empty] | 0
[51 empty] | 0 | [5 empty] | 0 | [5 empty] | 0 | [5 empty] | 0 | [5 empty] | 0 | [5 empty] | 0 | [5 empty] | 0 | [5 empty] | 0 | [23 empty] | 0 | [299 empty] | 0 | [17 empty] | 0 | [17 empty] | 0 | [23 empty] | 0 | [23 empty] | 0 | [23 empty] | 0 | [11 empty] | 0 | [11 empty] | 0 | [5 empty] | 0 | [5 empty] | 0 | [5 empty] | 0 | [11 empty] | 0 | [5 empty] | 0 | [5 empty] | 0 | [5 empty] | 0 | [11 empty] | 0 | [5 empty] | 0 | [29 empty] | 0 | [5 empty] | 0 | [5 empty] | 0 | [203 empty] | 0 | [5 empty] | 0 | [53 empty] | 0
[51 empty] | 0 | [5 empty] | 0 | [5 empty] | 0 | [5 empty] | 0 | [5 empty] | 0 | [5 empty] | 0 | [5 empty] | 0 | [5 empty] | 0 | [23 empty] | 0 | [299 empty] | 0 | [17 empty] | 0 | [17 empty] | 0 | [23 empty] | 0 | [23 empty] | 0 | [23 empty] | 0 | [11 empty] | 0 | [11 empty] | 0 | [5 empty] | 0 | [5 empty] | 0 | [5 empty] | 0 | [11 empty] | 0 | [5 empty] | 0 | [5 empty] | 0 | [5 empty] | 0 | [11 empty] | 0 | [5 empty] | 0 | [29 empty] | 0 | [5 empty] | 0 | [5 empty] | 0 | [203 empty] | 0 | [5 empty] | 0 | [53 empty] | 0
[51 empty] | 0 | [5 empty] | 0 | [5 empty] | 0 | [5 empty] | 0 | [5 empty] | 0 | [5 empty] | 0 | [5 empty] | 0 | [5 empty] | 0 | [23 empty] | 0 | [299 empty] | 0 | [17 empty] | 0 | [17 empty] | 0 | [23 empty] | 0 | [23 empty] | 0 | [23 empty] | 0 | [11 empty] | 0 | [11 empty] | 0 | [5 empty] | 0 | [5 empty] | 0 | [5 empty] | 0 | [11 empty] | 0 | [5 empty] | 0 | [5 empty] | 0 | [5 empty] | 0 | [11 empty] | 0 | [5 empty] | 0 | [29 empty] | 0 | [5 empty] | 0 | [5 empty] | 0 | [203 empty] | 0 | [5 empty] | 0 | [53 empty] | 0
[51 empty] | 0 | [5 empty] | 0 | [5 empty] | 0 | [5 empty] | 0 | [5 empty] | 0 | [5 empty] | 0 | [5 empty] | 0 | [5 empty] | 0 | [23 empty] | 0 | [299 empty] | 0 | [17 empty] | 0 | [17 empty] | 0 | [23 empty] | 0 | [23 empty] | 0 | [23 empty] | 0 | [11 empty] | 0 | [11 empty] | 0 | [5 empty] | 0 | [5 empty] | 0 | [5 empty] | 0 | [11 empty] | 0 | [5 empty] | 0 | [5 empty] | 0 | [5 empty] | 0 | [11 empty] | 0 | [5 empty] | 0 | [29 empty] | 0 | [5 empty] | 0 | [5 empty] | 0 | [203 empty] | 0 | [5 empty] | 0 | [53 empty] | 0
[51 empty] | 0 | [5 empty] | 0 | [5 empty] | 0 | [5 empty] | 0 | [5 empty] | 0 | [5 empty] | 0 | [5 empty] | 0 | [5 empty] | 0 | [23 empty] | 0 | [299 empty] | 0 | [17 empty] | 0 | [17 empty] | 0 | [23 empty] | 0 | [23 empty] | 0 | [23 empty] | 0 | [11 empty] | 0 | [11 empty] | 0 | [5 empty] | 0 | [5 empty] | 0 | [5 empty] | 0 | [11 empty] | 0 | [5 empty] | 0 | [5 empty] | 0 | [5 empty] | 0 | [11 empty] | 0 | [5 empty] | 0 | [29 empty] | 0 | [5 empty] | 0 | [5 empty] | 0 | [203 empty] | 0 | [5 empty] | 0 | [53 empty] | 0
[51 empty] | 0 | [5 empty] | 0 | [5 empty] | 0 | [5 empty] | 0 | [5 empty] | 0 | [5 empty] | 0 | [5 empty] | 0 | [5 empty] | 0 | [23 empty] | 0 | [299 empty] | 0 | [17 empty] | 0 | [17 empty] | 0 | [23 empty] | 0 | [23 empty] | 0 | [23 empty] | 0 | [11 empty] | 0 | [11 empty] | 0 | [5 empty] | 0 | [5 empty] | 0 | [5 empty] | 0 | [11 empty] | 0 | [5 empty] | 0 | [5 empty] | 0 | [5 empty] | 0 | [11 empty] | 0 | [5 empty] | 0 | [29 empty] | 0 | [5 empty] | 0 | [5 empty] | 0 | [203 empty] | 0 | [5 empty] | 0 | [53 empty] | 0
[51 empty] | 0 | [5 empty] | 0 | [5 empty] | 0 | [5 empty] | 0 | [5 empty] | 0 | [5 empty] | 0 | [5 empty] | 0 | [5 empty] | 0 | [23 empty] | 0 | [299 empty] | 0 | [17 empty] | 0 | [17 empty] | 0 | [23 empty] | 0 | [23 empty] | 0 | [23 empty] | 0 | [11 empty] | 0 | [11 empty] | 0 | [5 empty] | 0 | [5 empty] | 0 | [5 empty] | 0 | [11 empty] | 0 | [5 empty] | 0 | [5 empty] | 0 | [5 empty] | 0 | [11 empty] | 0 | [5 empty] | 0 | [29 empty] | 0 | [5 empty] | 0 | [5 empty] | 0 | [203 empty] | 0 | [5 empty] | 0 | [53 empty] | 0
[51 empty] | 0 | [5 empty] | 0 | [5 empty] | 0 | [5 empty] | 0 | [5 empty] | 0 | [5 empty] | 0 | [5 empty] | 0 | [5 empty] | 0 | [23 empty] | 0 | [299 empty] | 0 | [17 empty] | 0 | [17 empty] | 0 | [23 empty] | 0 | [23 empty] | 0 | [23 empty] | 0 | [11 empty] | 0 | [11 empty] | 0 | [5 empty] | 0 | [5 empty] | 0 | [5 empty] | 0 | [11 empty] | 0 | [5 empty] | 0 | [5 empty] | 0 | [5 empty] | 0 | [11 empty] | 0 | [5 empty] | 0 | [29 empty] | 0 | [5 empty] | 0 | [5 empty] | 0 | [203 empty] | 0 | [5 empty] | 0 | [53 empty] | 0
[51 empty] | 0 | [5 empty] | 0 | [5 empty] | 0 | [5 empty] | 0 | [5 empty] | 0 | [5 empty] | 0 | [5 empty] | 0 | [5 empty] | 0 | [23 empty] | 0 | [299 empty] | 0 | [17 empty] | 0 | [17 empty] | 0 | [23 empty] | 0 | [23 empty] | 0 | [23 empty] | 0 | [11 empty] | 0 | [11 empty] | 0 | [5 empty] | 0 | [5 empty] | 0 | [5 empty] | 0 | [11 empty] | 0 | [5 empty] | 0 | [5 empty] | 0 | [5 empty] | 0 | [11 empty] | 0 | [5 empty] | 0 | [29 empty] | 0 | [5 empty] | 0 | [5 empty] | 0 | [203 empty] | 0 | [5 empty] | 0 | [53 empty] | 0
[51 empty] | 0 | [5 empty] | 0 | [5 empty] | 0 | [5 empty] | 0 | [5 empty] | 0 | [5 empty] | 0 | [5 empty] | 0 | [5 empty] | 0 | [23 empty] | 0 | [299 empty] | 0 | [17 empty] | 0 | [17 empty] | 0 | [23 empty] | 0 | [23 empty] | 0 | [23 empty] | 0 | [11 empty] | 0 | [11 empty] | 0 | [5 empty] | 0 | [5 empty] | 0 | [5 empty] | 0 | [11 empty] | 0 | [5 empty] | 0 | [5 empty] | 0 | [5 empty] | 0 | [11 empty] | 0 | [5 empty] | 0 | [29 empty] | 0 | [5 empty] | 0 | [5 empty] | 0 | [203 empty] | 0 | [5 empty] | 0 | [53 empty] | 0
[51 empty] | 0 | [5 empty] | 0 | [5 empty] | 0 | [5 empty] | 0 | [5 empty] | 0 | [5 empty] | 0 | [5 empty] | 0 | [5 empty] | 0 | [23 empty] | 0 | [299 empty] | 0 | [17 empty] | 0 | [17 empty] | 0 | [23 empty] | 0 | [23 empty] | 0 | [23 empty] | 0 | [11 empty] | 0 | [11 empty] | 0 | [5 empty] | 0 | [5 empty] | 0 | [5 empty] | 0 | [11 empty] | 0 | [5 empty] | 0 | [5 empty] | 0 | [5 empty] | 0 | [11 empty] | 0 | [5 empty] | 0 | [29 empty] | 0 | [5 empty] | 0 | [5 empty] | 0 | [203 empty] | 0 | [5 empty] | 0 | [53 empty] | 0
[51 empty] | 0 | [5 empty] | 0 | [5 empty] | 0 | [5 empty] | 0 | [5 empty] | 0 | [5 empty] | 0 | [5 empty] | 0 | [5 empty] | 0 | [23 empty] | 0 | [299 empty] | 0 | [17 empty] | 0 | [17 empty] | 0 | [23 empty] | 0 | [23 empty] | 0 | [23 empty] | 0 | [11 empty] | 0 | [11 empty] | 0 | [5 empty] | 0 | [5 empty] | 0 | [5 empty] | 0 | [11 empty] | 0 | [5 empty] | 0 | [5 empty] | 0 | [5 empty] | 0 | [11 empty] | 0 | [5 empty] | 0 | [29 empty] | 0 | [5 empty] | 0 | [5 empty] | 0 | [203 empty] | 0 | [5 empty] | 0 | [53 empty] | 0
[51 empty] | 0 | [5 empty] | 0 | [5 empty] | 0 | [5 empty] | 0 | [5 empty] | 0 | [5 empty] | 0 | [5 empty] | 0 | [5 empty] | 0 | [23 empty] | 0 | [299 empty] | 0 | [17 empty] | 0 | [17 empty] | 0 | [23 empty] | 0 | [23 empty] | 0 | [23 empty] | 0 | [11 empty] | 0 | [11 empty] | 0 | [5 empty] | 0 | [5 empty] | 0 | [5 empty] | 0 | [11 empty] | 0 | [5 empty] | 0 | [5 empty] | 0 | [5 empty] | 0 | [11 empty] | 0 | [5 empty] | 0 | [29 empty] | 0 | [5 empty] | 0 | [5 empty] | 0 | [203 empty] | 0 | [5 empty] | 0 | [53 empty] | 0
[51 empty] | 0 | [5 empty] | 0 | [5 empty] | 0 | [5 empty] | 0 | [5 empty] | 0 | [5 empty] | 0 | [5 empty] | 0 | [5 empty] | 0 | [23 empty] | 0 | [299 empty] | 0 | [17 empty] | 0 | [17 empty] | 0 | [23 empty] | 0 | [23 empty] | 0 | [23 empty] | 0 | [11 empty] | 0 | [11 empty] | 0 | [5 empty] | 0 | [5 empty] | 0 | [5 empty] | 0 | [11 empty] | 0 | [5 empty] | 0 | [5 empty] | 0 | [5 empty] | 0 | [11 empty] | 0 | [5 empty] | 0 | [29 empty] | 0 | [5 empty] | 0 | [5 empty] | 0 | [203 empty] | 0 | [5 empty] | 0 | [53 empty] | 0
[51 empty] | 0 | [5 empty] | 0 | [5 empty] | 0 | [5 empty] | 0 | [5 empty] | 0 | [5 empty] | 0 | [5 empty] | 0 | [5 empty] | 0 | [23 empty] | 0 | [299 empty] | 0 | [17 empty] | 0 | [17 empty] | 0 | [23 empty] | 0 | [23 empty] | 0 | [23 empty] | 0 | [11 empty] | 0 | [11 empty] | 0 | [5 empty] | 0 | [5 empty] | 0 | [5 empty] | 0 | [11 empty] | 0 | [5 empty] | 0 | [5 empty] | 0 | [5 empty] | 0 | [11 empty] | 0 | [5 empty] | 0 | [29 empty] | 0 | [5 empty] | 0 | [5 empty] | 0 | [203 empty] | 0 | [5 empty] | 0 | [53 empty] | 0
[51 empty] | 0 | [5 empty] | 0 | [5 empty] | 0 | [5 empty] | 0 | [5 empty] | 0 | [5 empty] | 0 | [5 empty] | 0 | [5 empty] | 0 | [23 empty] | 0 | [299 empty] | 0 | [17 empty] | 0 | [17 empty] | 0 | [23 empty] | 0 | [23 empty] | 0 | [23 empty] | 0 | [11 empty] | 0 | [11 empty] | 0 | [5 empty] | 0 | [5 empty] | 0 | [5 empty] | 0 | [11 empty] | 0 | [5 empty] | 0 | [5 empty] | 0 | [5 empty] | 0 | [11 empty] | 0 | [5 empty] | 0 | [29 empty] | 0 | [5 empty] | 0 | [5 empty] | 0 | [203 empty] | 0 | [5 empty] | 0 | [53 empty] | 0
[51 empty] | 0 | [5 empty] | 0 | [5 empty] | 0 | [5 empty] | 0 | [5 empty] | 0 | [5 empty] | 0 | [5 empty] | 0 | [5 empty] | 0 | [23 empty] | 0 | [299 empty] | 0 | [17 empty] | 0 | [17 empty] | 0 | [23 empty] | 0 | [23 empty] | 0 | [23 empty] | 0 | [11 empty] | 0 | [11 empty] | 0 | [5 empty] | 0 | [5 empty] | 0 | [5 empty] | 0 | [11 empty] | 0 | [5 empty] | 0 | [5 empty] | 0 | [5 empty] | 0 | [11 empty] | 0 | [5 empty] | 0 | [29 empty] | 0 | [5 empty] | 0 | [5 empty] | 0 | [203 empty] | 0 | [5 empty] | 0 | [53 empty] | 0
[51 empty] | 0 | [5 empty] | 0 | [5 empty] | 0 | [5 empty] | 0 | [5 empty] | 0 | [5 empty] | 0 | [5 empty] | 0 | [5 empty] | 0 | [23 empty] | 0 | [299 empty] | 0 | [17 empty] | 0 | [17 empty] | 0 | [23 empty] | 0 | [23 empty] | 0 | [23 empty] | 0 | [11 empty] | 0 | [11 empty] | 0 | [5 empty] | 0 | [5 empty] | 0 | [5 empty] | 0 | [11 empty] | 0 | [5 empty] | 0 | [5 empty] | 0 | [5 empty] | 0 | [11 empty] | 0 | [5 empty] | 0 | [29 empty] | 0 | [5 empty] | 0 | [5 empty] | 0 | [203 empty] | 0 | [5 empty] | 0 | [53 empty] | 0
[51 empty] | 0 | [5 empty] | 0 | [5 empty] | 0 | [5 empty] | 0 | [5 empty] | 0 | [5 empty] | 0 | [5 empty] | 0 | [5 empty] | 0 | [23 empty] | 0 | [299 empty] | 0 | [17 empty] | 0 | [17 empty] | 0 | [23 empty] | 0 | [23 empty] | 0 | [23 empty] | 0 | [11 empty] | 0 | [11 empty] | 0 | [5 empty] | 0 | [5 empty] | 0 | [5 empty] | 0 | [11 empty] | 0 | [5 empty] | 0 | [5 empty] | 0 | [5 empty] | 0 | [11 empty] | 0 | [5 empty] | 0 | [29 empty] | 0 | [5 empty] | 0 | [5 empty] | 0 | [203 empty] | 0 | [5 empty] | 0 | [53 empty] | 0
[51 empty] | 0 | [5 empty] | 0 | [5 empty] | 0 | [5 empty] | 0 | [5 empty] | 0 | [5 empty] | 0 | [5 empty] | 0 | [5 empty] | 0 | [23 empty] | 0 | [299 empty] | 0 | [17 empty] | 0 | [17 empty] | 0 | [23 empty] | 0 | [23 empty] | 0 | [23 empty] | 0 | [11 empty] | 0 | [11 empty] | 0 | [5 empty] | 0 | [5 empty] | 0 | [5 empty] | 0 | [11 empty] | 0 | [5 empty] | 0 | [5 empty] | 0 | [5 empty] | 0 | [11 empty] | 0 | [5 empty] | 0 | [29 empty] | 0 | [5 empty] | 0 | [5 empty] | 0 | [203 empty] | 0 | [5 empty] | 0 | [53 empty] | 0
[51 empty] | 0 | [5 empty] | 0 | [5 empty] | 0 | [5 empty] | 0 | [5 empty] | 0 | [5 empty] | 0 | [5 empty] | 0 | [5 empty] | 0 | [23 empty] | 0 | [299 empty] | 0 | [17 empty] | 0 | [17 empty] | 0 | [23 empty] | 0 | [23 empty] | 0 | [23 empty] | 0 | [11 empty] | 0 | [11 empty] | 0 | [5 empty] | 0 | [5 empty] | 0 | [5 empty] | 0 | [11 empty] | 0 | [5 empty] | 0 | [5 empty] | 0 | [5 empty] | 0 | [11 empty] | 0 | [5 empty] | 0 | [29 empty] | 0 | [5 empty] | 0 | [5 empty] | 0 | [203 empty] | 0 | [5 empty] | 0 | [53 empty] | 0
[51 empty] | 0 | [5 empty] | 0 | [5 empty] | 0 | [5 empty] | 0 | [5 empty] | 0 | [5 empty] | 0 | [5 empty] | 0 | [5 empty] | 0 | [23 empty] | 0 | [299 empty] | 0 | [17 empty] | 0 | [17 empty] | 0 | [23 empty] | 0 | [23 empty] | 0 | [23 empty] | 0 | [11 empty] | 0 | [11 empty] | 0 | [5 empty] | 0 | [5 empty] | 0 | [5 empty] | 0 | [11 empty] | 0 | [5 empty] | 0 | [5 empty] | 0 | [5 empty] | 0 | [11 empty] | 0 | [5 empty] | 0 | [29 empty] | 0 | [5 empty] | 0 | [5 empty] | 0 | [203 empty] | 0 | [5 empty] | 0 | [53 empty] | 0
[51 empty] | 0 | [5 empty] | 0 | [5 empty] | 0 | [5 empty] | 0 | [5 empty] | 0 | [5 empty] | 0 | [5 empty] | 0 | [5 empty] | 0 | [23 empty] | 0 | [299 empty] | 0 | [17 empty] | 0 | [17 empty] | 0 | [23 empty] | 0 | [23 empty] | 0 | [23 empty] | 0 | [11 empty] | 0 | [11 empty] | 0 | [5 empty] | 0 | [5 empty] | 0 | [5 empty] | 0 | [11 empty] | 0 | [5 empty] | 0 | [5 empty] | 0 | [5 empty] | 0 | [11 empty] | 0 | [5 empty] | 0 | [29 empty] | 0 | [5 empty] | 0 | [5 empty] | 0 | [203 empty] | 0 | [5 empty] | 0 | [53 empty] | 0
[51 empty] | 0 | [5 empty] | 0 | [5 empty] | 0 | [5 empty] | 0 | [5 empty] | 0 | [5 empty] | 0 | [5 empty] | 0 | [5 empty] | 0 | [23 empty] | 0 | [299 empty] | 0 | [17 empty] | 0 | [17 empty] | 0 | [23 empty] | 0 | [23 empty] | 0 | [23 empty] | 0 | [11 empty] | 0 | [11 empty] | 0 | [5 empty] | 0 | [5 empty] | 0 | [5 empty] | 0 | [11 empty] | 0 | [5 empty] | 0 | [5 empty] | 0 | [5 empty] | 0 | [11 empty] | 0 | [5 empty] | 0 | [29 empty] | 0 | [5 empty] | 0 | [5 empty] | 0 | [203 empty] | 0 | [5 empty] | 0 | [53 empty] | 0
[51 empty] | 0 | [5 empty] | 0 | [5 empty] | 0 | [5 empty] | 0 | [5 empty] | 0 | [5 empty] | 0 | [5 empty] | 0 | [5 empty] | 0 | [23 empty] | 0 | [299 empty] | 0 | [17 empty] | 0 | [17 empty] | 0 | [23 empty] | 0 | [23 empty] | 0 | [23 empty] | 0 | [11 empty] | 0 | [11 empty] | 0 | [5 empty] | 0 | [5 empty] | 0 | [5 empty] | 0 | [11 empty] | 0 | [5 empty] | 0 | [5 empty] | 0 | [5 empty] | 0 | [11 empty] | 0 | [5 empty] | 0 | [29 empty] | 0 | [5 empty] | 0 | [5 empty] | 0 | [203 empty] | 0 | [5 empty] | 0 | [53 empty] | 0
[51 empty] | 0 | [5 empty] | 0 | [5 empty] | 0 | [5 empty] | 0 | [5 empty] | 0 | [5 empty] | 0 | [5 empty] | 0 | [5 empty] | 0 | [23 empty] | 0 | [299 empty] | 0 | [17 empty] | 0 | [17 empty] | 0 | [23 empty] | 0 | [23 empty] | 0 | [23 empty] | 0 | [11 empty] | 0 | [11 empty] | 0 | [5 empty] | 0 | [5 empty] | 0 | [5 empty] | 0 | [11 empty] | 0 | [5 empty] | 0 | [5 empty] | 0 | [5 empty] | 0 | [11 empty] | 0 | [5 empty] | 0 | [29 empty] | 0 | [5 empty] | 0 | [5 empty] | 0 | [203 empty] | 0 | [5 empty] | 0 | [53 empty] | 0
[51 empty] | 0 | [5 empty] | 0 | [5 empty] | 0 | [5 empty] | 0 | [5 empty] | 0 | [5 empty] | 0 | [5 empty] | 0 | [5 empty] | 0 | [23 empty] | 0 | [299 empty] | 0 | [17 empty] | 0 | [17 empty] | 0 | [23 empty] | 0 | [23 empty] | 0 | [23 empty] | 0 | [11 empty] | 0 | [11 empty] | 0 | [5 empty] | 0 | [5 empty] | 0 | [5 empty] | 0 | [11 empty] | 0 | [5 empty] | 0 | [5 empty] | 0 | [5 empty] | 0 | [11 empty] | 0 | [5 empty] | 0 | [29 empty] | 0 | [5 empty] | 0 | [5 empty] | 0 | [203 empty] | 0 | [5 empty] | 0 | [53 empty] | 0
[51 empty] | 0 | [5 empty] | 0 | [5 empty] | 0 | [5 empty] | 0 | [5 empty] | 0 | [5 empty] | 0 | [5 empty] | 0 | [5 empty] | 0 | [23 empty] | 0 | [299 empty] | 0 | [17 empty] | 0 | [17 empty] | 0 | [23 empty] | 0 | [23 empty] | 0 | [23 empty] | 0 | [11 empty] | 0 | [11 empty] | 0 | [5 empty] | 0 | [5 empty] | 0 | [5 empty] | 0 | [11 empty] | 0 | [5 empty] | 0 | [5 empty] | 0 | [5 empty] | 0 | [11 empty] | 0 | [5 empty] | 0 | [29 empty] | 0 | [5 empty] | 0 | [5 empty] | 0 | [203 empty] | 0 | [5 empty] | 0 | [53 empty] | 0
[51 empty] | 0 | [5 empty] | 0 | [5 empty] | 0 | [5 empty] | 0 | [5 empty] | 0 | [5 empty] | 0 | [5 empty] | 0 | [5 empty] | 0 | [23 empty] | 0 | [299 empty] | 0 | [17 empty] | 0 | [17 empty] | 0 | [23 empty] | 0 | [23 empty] | 0 | [23 empty] | 0 | [11 empty] | 0 | [11 empty] | 0 | [5 empty] | 0 | [5 empty] | 0 | [5 empty] | 0 | [17 empty] | 0 | [5 empty] | 0 | [5 empty] | 0 | [11 empty] | 0 | [5 empty] | 0 | [29 empty] | 0 | [5 empty] | 0 | [5 empty] | 0 | [203 empty] | 0 | [5 empty] | 0 | [53 empty] | 0
[51 empty] | 0 | [5 empty] | 0 | [5 empty] | 0 | [5 empty] | 0 | [5 empty] | 0 | [5 empty] | 0 | [5 empty] | 0 | [5 empty] | 0 | [23 empty] | 0 | [299 empty] | 0 | [17 empty] | 0 | [17 empty] | 0 | [23 empty] | 0 | [23 empty] | 0 | [23 empty] | 0 | [11 empty] | 0 | [11 empty] | 0 | [5 empty] | 0 | [5 empty] | 0 | [5 empty] | 0 | [17 empty] | 0 | [5 empty] | 0 | [5 empty] | 0 | [11 empty] | 0 | [5 empty] | 0 | [29 empty] | 0 | [5 empty] | 0 | [5 empty] | 0 | [203 empty] | 0 | [5 empty] | 0 | [53 empty] | 0
[51 empty] | 0 | [5 empty] | 0 | [5 empty] | 0 | [5 empty] | 0 | [5 empty] | 0 | [5 empty] | 0 | [5 empty] | 0 | [5 empty] | 0 | [23 empty] | 0 | [299 empty] | 0 | [17 empty] | 0 | [17 empty] | 0 | [23 empty] | 0 | [23 empty] | 0 | [23 empty] | 0 | [11 empty] | 0 | [11 empty] | 0 | [5 empty] | 0 | [5 empty] | 0 | [5 empty] | 0 | [17 empty] | 0 | [5 empty] | 0 | [5 empty] | 0 | [11 empty] | 0 | [5 empty] | 0 | [29 empty] | 0 | [5 empty] | 0 | [5 empty] | 0 | [203 empty] | 0 | [5 empty] | 0 | [53 empty] | 0
[51 empty] | 0 | [5 empty] | 0 | [5 empty] | 0 | [5 empty] | 0 | [5 empty] | 0 | [5 empty] | 0 | [5 empty] | 0 | [5 empty] | 0 | [23 empty] | 0 | [299 empty] | 0 | [17 empty] | 0 | [17 empty] | 0 | [23 empty] | 0 | [23 empty] | 0 | [23 empty] | 0 | [11 empty] | 0 | [11 empty] | 0 | [5 empty] | 0 | [5 empty] | 0 | [5 empty] | 0 | [17 empty] | 0 | [5 empty] | 0 | [5 empty] | 0 | [11 empty] | 0 | [5 empty] | 0 | [29 empty] | 0 | [5 empty] | 0 | [5 empty] | 0 | [203 empty] | 0 | [5 empty] | 0 | [53 empty] | 0
[51 empty] | 0 | [5 empty] | 0 | [5 empty] | 0 | [5 empty] | 0 | [5 empty] | 0 | [5 empty] | 0 | [5 empty] | 0 | [5 empty] | 0 | [23 empty] | 0 | [299 empty] | 0 | [17 empty] | 0 | [17 empty] | 0 | [23 empty] | 0 | [23 empty] | 0 | [23 empty] | 0 | [11 empty] | 0 | [11 empty] | 0 | [5 empty] | 0 | [5 empty] | 0 | [5 empty] | 0 | [17 empty] | 0 | [5 empty] | 0 | [5 empty] | 0 | [11 empty] | 0 | [5 empty] | 0 | [29 empty] | 0 | [5 empty] | 0 | [5 empty] | 0 | [203 empty] | 0 | [5 empty] | 0 | [53 empty] | 0
[51 empty] | 0 | [5 empty] | 0 | [5 empty] | 0 | [5 empty] | 0 | [5 empty] | 0 | [5 empty] | 0 | [5 empty] | 0 | [5 empty] | 0 | [23 empty] | 0 | [299 empty] | 0 | [17 empty] | 0 | [17 empty] | 0 | [23 empty] | 0 | [23 empty] | 0 | [23 empty] | 0 | [11 empty] | 0 | [11 empty] | 0 | [5 empty] | 0 | [5 empty] | 0 | [5 empty] | 0 | [17 empty] | 0 | [5 empty] | 0 | [5 empty] | 0 | [11 empty] | 0 | [5 empty] | 0 | [29 empty] | 0 | [5 empty] | 0 | [5 empty] | 0 | [203 empty] | 0 | [5 empty] | 0 | [53 empty] | 0
[51 empty] | 0 | [5 empty] | 0 | [5 empty] | 0 | [5 empty] | 0 | [5 empty] | 0 | [5 empty] | 0 | [5 empty] | 0 | [5 empty] | 0 | [23 empty] | 0 | [299 empty] | 0 | [17 empty] | 0 | [17 empty] | 0 | [23 empty] | 0 | [23 empty] | 0 | [23 empty] | 0 | [11 empty] | 0 | [11 empty] | 0 | [5 empty] | 0 | [5 empty] | 0 | [5 empty] | 0 | [17 empty] | 0 | [5 empty] | 0 | [5 empty] | 0 | [11 empty] | 0 | [5 empty] | 0 | [29 empty] | 0 | [5 empty] | 0 | [5 empty] | 0 | [203 empty] | 0 | [5 empty] | 0 | [53 empty] | 0
[51 empty] | 0 | [5 empty] | 0 | [5 empty] | 0 | [5 empty] | 0 | [5 empty] | 0 | [5 empty] | 0 | [5 empty] | 0 | [5 empty] | 0 | [23 empty] | 0 | [299 empty] | 0 | [17 empty] | 0 | [17 empty] | 0 | [23 empty] | 0 | [23 empty] | 0 | [23 empty] | 0 | [11 empty] | 0 | [11 empty] | 0 | [5 empty] | 0 | [5 empty] | 0 | [5 empty] | 0 | [17 empty] | 0 | [5 empty] | 0 | [5 empty] | 0 | [11 empty] | 0 | [5 empty] | 0 | [29 empty] | 0 | [5 empty] | 0 | [5 empty] | 0 | [203 empty] | 0 | [5 empty] | 0 | [53 empty] | 0
[51 empty] | 0 | [5 empty] | 0 | [5 empty] | 0 | [5 empty] | 0 | [5 empty] | 0 | [5 empty] | 0 | [5 empty] | 0 | [5 empty] | 0 | [23 empty] | 0 | [299 empty] | 0 | [17 empty] | 0 | [17 empty] | 0 | [23 empty] | 0 | [23 empty] | 0 | [23 empty] | 0 | [11 empty] | 0 | [11 empty] | 0 | [5 empty] | 0 | [5 empty] | 0 | [5 empty] | 0 | [17 empty] | 0 | [5 empty] | 0 | [5 empty] | 0 | [11 empty] | 0 | [5 empty] | 0 | [29 empty] | 0 | [5 empty] | 0 | [5 empty] | 0 | [203 empty] | 0 | [5 empty] | 0 | [53 empty] | 0
[51 empty] | 0 | [5 empty] | 0 | [5 empty] | 0 | [5 empty] | 0 | [5 empty] | 0 | [5 empty] | 0 | [5 empty] | 0 | [5 empty] | 0 | [23 empty] | 0 | [299 empty] | 0 | [17 empty] | 0 | [17 empty] | 0 | [23 empty] | 0 | [23 empty] | 0 | [23 empty] | 0 | [11 empty] | 0 | [11 empty] | 0 | [5 empty] | 0 | [5 empty] | 0 | [5 empty] | 0 | [17 empty] | 0 | [5 empty] | 0 | [5 empty] | 0 | [11 empty] | 0 | [5 empty] | 0 | [29 empty] | 0 | [5 empty] | 0 | [5 empty] | 0 | [203 empty] | 0 | [5 empty] | 0 | [53 empty] | 0
[51 empty] | 0 | [5 empty] | 0 | [5 empty] | 0 | [5 empty] | 0 | [5 empty] | 0 | [5 empty] | 0 | [5 empty] | 0 | [5 empty] | 0 | [23 empty] | 0 | [299 empty] | 0 | [17 empty] | 0 | [17 empty] | 0 | [23 empty] | 0 | [23 empty] | 0 | [23 empty] | 0 | [11 empty] | 0 | [11 empty] | 0 | [5 empty] | 0 | [5 empty] | 0 | [5 empty] | 0 | [17 empty] | 0 | [5 empty] | 0 | [5 empty] | 0 | [11 empty] | 0 | [5 empty] | 0 | [29 empty] | 0 | [5 empty] | 0 | [5 empty] | 0 | [203 empty] | 0 | [5 empty] | 0 | [53 empty] | 0
[51 empty] | 0 | [5 empty] | 0 | [5 empty] | 0 | [5 empty] | 0 | [5 empty] | 0 | [5 empty] | 0 | [5 empty] | 0 | [5 empty] | 0 | [23 empty] | 0 | [299 empty] | 0 | [17 empty] | 0 | [17 empty] | 0 | [23 empty] | 0 | [23 empty] | 0 | [23 empty] | 0 | [11 empty] | 0 | [11 empty] | 0 | [5 empty] | 0 | [5 empty] | 0 | [5 empty] | 0 | [17 empty] | 0 | [5 empty] | 0 | [5 empty] | 0 | [11 empty] | 0 | [5 empty] | 0 | [29 empty] | 0 | [5 empty] | 0 | [5 empty] | 0 | [203 empty] | 0 | [5 empty] | 0 | [53 empty] | 0
[51 empty] | 0 | [5 empty] | 0 | [5 empty] | 0 | [5 empty] | 0 | [5 empty] | 0 | [5 empty] | 0 | [5 empty] | 0 | [5 empty] | 0 | [23 empty] | 0 | [299 empty] | 0 | [17 empty] | 0 | [17 empty] | 0 | [23 empty] | 0 | [23 empty] | 0 | [23 empty] | 0 | [11 empty] | 0 | [11 empty] | 0 | [5 empty] | 0 | [5 empty] | 0 | [5 empty] | 0 | [17 empty] | 0 | [5 empty] | 0 | [5 empty] | 0 | [11 empty] | 0 | [5 empty] | 0 | [29 empty] | 0 | [5 empty] | 0 | [5 empty] | 0 | [203 empty] | 0 | [5 empty] | 0 | [53 empty] | 0
[51 empty] | 0 | [5 empty] | 0 | [5 empty] | 0 | [5 empty] | 0 | [5 empty] | 0 | [5 empty] | 0 | [5 empty] | 0 | [5 empty] | 0 | [23 empty] | 0 | [299 empty] | 0 | [17 empty] | 0 | [17 empty] | 0 | [23 empty] | 0 | [23 empty] | 0 | [23 empty] | 0 | [11 empty] | 0 | [11 empty] | 0 | [5 empty] | 0 | [5 empty] | 0 | [5 empty] | 0 | [17 empty] | 0 | [5 empty] | 0 | [5 empty] | 0 | [17 empty] | 0 | [29 empty] | 0 | [5 empty] | 0 | [5 empty] | 0 | [203 empty] | 0 | [5 empty] | 0 | [53 empty] | 0
[51 empty] | 0 | [5 empty] | 0 | [5 empty] | 0 | [5 empty] | 0 | [5 empty] | 0 | [5 empty] | 0 | [5 empty] | 0 | [5 empty] | 0 | [23 empty] | 0 | [299 empty] | 0 | [17 empty] | 0 | [17 empty] | 0 | [23 empty] | 0 | [23 empty] | 0 | [23 empty] | 0 | [11 empty] | 0 | [11 empty] | 0 | [5 empty] | 0 | [5 empty] | 0 | [5 empty] | 0 | [17 empty] | 0 | [5 empty] | 0 | [5 empty] | 0 | [17 empty] | 0 | [29 empty] | 0 | [5 empty] | 0 | [5 empty] | 0 | [203 empty] | 0 | [5 empty] | 0 | [53 empty] | 0
[51 empty] | 0 | [5 empty] | 0 | [5 empty] | 0 | [5 empty] | 0 | [5 empty] | 0 | [5 empty] | 0 | [5 empty] | 0 | [5 empty] | 0 | [23 empty] | 0 | [299 empty] | 0 | [17 empty] | 0 | [17 empty] | 0 | [23 empty] | 0 | [23 empty] | 0 | [23 empty] | 0 | [11 empty] | 0 | [11 empty] | 0 | [5 empty] | 0 | [5 empty] | 0 | [5 empty] | 0 | [17 empty] | 0 | [5 empty] | 0 | [5 empty] | 0 | [17 empty] | 0 | [29 empty] | 0 | [5 empty] | 0 | [5 empty] | 0 | [203 empty] | 0 | [5 empty] | 0 | [53 empty] | 0
[51 empty] | 0 | [5 empty] | 0 | [5 empty] | 0 | [5 empty] | 0 | [5 empty] | 0 | [5 empty] | 0 | [5 empty] | 0 | [5 empty] | 0 | [23 empty] | 0 | [299 empty] | 0 | [17 empty] | 0 | [17 empty] | 0 | [23 empty] | 0 | [23 empty] | 0 | [23 empty] | 0 | [11 empty] | 0 | [11 empty] | 0 | [5 empty] | 0 | [5 empty] | 0 | [5 empty] | 0 | [17 empty] | 0 | [5 empty] | 0 | [5 empty] | 0 | [17 empty] | 0 | [29 empty] | 0 | [5 empty] | 0 | [5 empty] | 0 | [203 empty] | 0 | [5 empty] | 0 | [53 empty] | 0
[51 empty] | 0 | [5 empty] | 0 | [5 empty] | 0 | [5 empty] | 0 | [5 empty] | 0 | [5 empty] | 0 | [5 empty] | 0 | [5 empty] | 0 | [23 empty] | 0 | [299 empty] | 0 | [17 empty] | 0 | [17 empty] | 0 | [23 empty] | 0 | [23 empty] | 0 | [23 empty] | 0 | [11 empty] | 0 | [11 empty] | 0 | [5 empty] | 0 | [5 empty] | 0 | [5 empty] | 0 | [17 empty] | 0 | [5 empty] | 0 | [5 empty] | 0 | [47 empty] | 0 | [5 empty] | 0 | [5 empty] | 0 | [203 empty] | 0 | [5 empty] | 0 | [53 empty] | 0
[51 empty] | 0 | [5 empty] | 0 | [5 empty] | 0 | [5 empty] | 0 | [5 empty] | 0 | [5 empty] | 0 | [5 empty] | 0 | [5 empty] | 0 | [23 empty] | 0 | [299 empty] | 0 | [17 empty] | 0 | [17 empty] | 0 | [23 empty] | 0 | [23 empty] | 0 | [23 empty] | 0 | [11 empty] | 0 | [11 empty] | 0 | [5 empty] | 0 | [5 empty] | 0 | [5 empty] | 0 | [17 empty] | 0 | [5 empty] | 0 | [5 empty] | 0 | [47 empty] | 0 | [5 empty] | 0 | [5 empty] | 0 | [203 empty] | 0 | [5 empty] | 0 | [53 empty] | 0
[51 empty] | 0 | [5 empty] | 0 | [5 empty] | 0 | [5 empty] | 0 | [5 empty] | 0 | [5 empty] | 0 | [5 empty] | 0 | [5 empty] | 0 | [23 empty] | 0 | [299 empty] | 0 | [17 empty] | 0 | [17 empty] | 0 | [23 empty] | 0 | [23 empty] | 0 | [23 empty] | 0 | [11 empty] | 0 | [11 empty] | 0 | [5 empty] | 0 | [5 empty] | 0 | [5 empty] | 0 | [17 empty] | 0 | [5 empty] | 0 | [5 empty] | 0 | [47 empty] | 0 | [5 empty] | 0 | [5 empty] | 0 | [203 empty] | 0 | [5 empty] | 0 | [53 empty] | 0
[51 empty] | 0 | [5 empty] | 0 | [5 empty] | 0 | [5 empty] | 0 | [5 empty] | 0 | [5 empty] | 0 | [5 empty] | 0 | [5 empty] | 0 | [23 empty] | 0 | [299 empty] | 0 | [17 empty] | 0 | [17 empty] | 0 | [23 empty] | 0 | [23 empty] | 0 | [23 empty] | 0 | [11 empty] | 0 | [11 empty] | 0 | [5 empty] | 0 | [5 empty] | 0 | [5 empty] | 0 | [17 empty] | 0 | [5 empty] | 0 | [5 empty] | 0 | [47 empty] | 0 | [5 empty] | 0 | [5 empty] | 0 | [203 empty] | 0 | [5 empty] | 0 | [53 empty] | 0
[57 empty] | 0 | [5 empty] | 0 | [5 empty] | 0 | [5 empty] | 0 | [5 empty] | 0 | [5 empty] | 0 | [5 empty] | 0 | [23 empty] | 0 | [299 empty] | 0 | [17 empty] | 0 | [17 empty] | 0 | [23 empty] | 0 | [23 empty] | 0 | [23 empty] | 0 | [11 empty] | 0 | [11 empty] | 0 | [5 empty] | 0 | [5 empty] | 0 | [5 empty] | 0 | [17 empty] | 0 | [5 empty] | 0 | [5 empty] | 0 | [47 empty] | 0 | [5 empty] | 0 | [5 empty] | 0 | [203 empty] | 0 | [5 empty] | 0 | [53 empty] | 0
[57 empty] | 0 | [5 empty] | 0 | [5 empty] | 0 | [5 empty] | 0 | [5 empty] | 0 | [5 empty] | 0 | [5 empty] | 0 | [23 empty] | 0 | [299 empty] | 0 | [17 empty] | 0 | [17 empty] | 0 | [23 empty] | 0 | [23 empty] | 0 | [23 empty] | 0 | [11 empty] | 0 | [11 empty] | 0 | [5 empty] | 0 | [5 empty] | 0 | [5 empty] | 0 | [17 empty] | 0 | [5 empty] | 0 | [5 empty] | 0 | [47 empty] | 0 | [5 empty] | 0 | [5 empty] | 0 | [203 empty] | 0 | [5 empty] | 0 | [53 empty] | 0
[57 empty] | 0 | [5 empty] | 0 | [5 empty] | 0 | [5 empty] | 0 | [5 empty] | 0 | [5 empty] | 0 | [5 empty] | 0 | [23 empty] | 0 | [299 empty] | 0 | [17 empty] | 0 | [17 empty] | 0 | [23 empty] | 0 | [23 empty] | 0 | [23 empty] | 0 | [11 empty] | 0 | [11 empty] | 0 | [5 empty] | 0 | [5 empty] | 0 | [5 empty] | 0 | [17 empty] | 0 | [5 empty] | 0 | [5 empty] | 0 | [47 empty] | 0 | [5 empty] | 0 | [5 empty] | 0 | [203 empty] | 0 | [5 empty] | 0 | [53 empty] | 0
[57 empty] | 0 | [5 empty] | 0 | [5 empty] | 0 | [5 empty] | 0 | [5 empty] | 0 | [5 empty] | 0 | [5 empty] | 0 | [23 empty] | 0 | [299 empty] | 0 | [17 empty] | 0 | [17 empty] | 0 | [23 empty] | 0 | [23 empty] | 0 | [23 empty] | 0 | [11 empty] | 0 | [11 empty] | 0 | [5 empty] | 0 | [5 empty] | 0 | [5 empty] | 0 | [17 empty] | 0 | [5 empty] | 0 | [5 empty] | 0 | [47 empty] | 0 | [5 empty] | 0 | [5 empty] | 0 | [203 empty] | 0 | [5 empty] | 0 | [53 empty] | 0
[57 empty] | 0 | [5 empty] | 0 | [5 empty] | 0 | [5 empty] | 0 | [5 empty] | 0 | [5 empty] | 0 | [5 empty] | 0 | [23 empty] | 0 | [299 empty] | 0 | [17 empty] | 0 | [17 empty] | 0 | [23 empty] | 0 | [23 empty] | 0 | [23 empty] | 0 | [11 empty] | 0 | [11 empty] | 0 | [5 empty] | 0 | [5 empty] | 0 | [5 empty] | 0 | [17 empty] | 0 | [5 empty] | 0 | [5 empty] | 0 | [47 empty] | 0 | [5 empty] | 0 | [5 empty] | 0 | [203 empty] | 0 | [5 empty] | 0 | [53 empty] | 0
[57 empty] | 0 | [5 empty] | 0 | [5 empty] | 0 | [5 empty] | 0 | [5 empty] | 0 | [5 empty] | 0 | [5 empty] | 0 | [23 empty] | 0 | [299 empty] | 0 | [17 empty] | 0 | [17 empty] | 0 | [23 empty] | 0 | [23 empty] | 0 | [23 empty] | 0 | [11 empty] | 0 | [11 empty] | 0 | [5 empty] | 0 | [5 empty] | 0 | [5 empty] | 0 | [17 empty] | 0 | [5 empty] | 0 | [5 empty] | 0 | [47 empty] | 0 | [5 empty] | 0 | [5 empty] | 0 | [203 empty] | 0 | [5 empty] | 0 | [53 empty] | 0
[57 empty] | 0 | [5 empty] | 0 | [5 empty] | 0 | [5 empty] | 0 | [5 empty] | 0 | [5 empty] | 0 | [5 empty] | 0 | [23 empty] | 0 | [299 empty] | 0 | [17 empty] | 0 | [17 empty] | 0 | [23 empty] | 0 | [23 empty] | 0 | [23 empty] | 0 | [11 empty] | 0 | [11 empty] | 0 | [5 empty] | 0 | [5 empty] | 0 | [5 empty] | 0 | [17 empty] | 0 | [5 empty] | 0 | [5 empty] | 0 | [47 empty] | 0 | [5 empty] | 0 | [5 empty] | 0 | [203 empty] | 0 | [5 empty] | 0 | [53 empty] | 0
[57 empty] | 0 | [5 empty] | 0 | [5 empty] | 0 | [5 empty] | 0 | [5 empty] | 0 | [5 empty] | 0 | [5 empty] | 0 | [23 empty] | 0 | [299 empty] | 0 | [17 empty] | 0 | [17 empty] | 0 | [23 empty] | 0 | [23 empty] | 0 | [23 empty] | 0 | [11 empty] | 0 | [11 empty] | 0 | [5 empty] | 0 | [5 empty] | 0 | [5 empty] | 0 | [17 empty] | 0 | [5 empty] | 0 | [5 empty] | 0 | [47 empty] | 0 | [5 empty] | 0 | [5 empty] | 0 | [203 empty] | 0 | [5 empty] | 0 | [53 empty] | 0
[57 empty] | 0 | [5 empty] | 0 | [5 empty] | 0 | [5 empty] | 0 | [5 empty] | 0 | [5 empty] | 0 | [5 empty] | 0 | [23 empty] | 0 | [299 empty] | 0 | [17 empty] | 0 | [17 empty] | 0 | [23 empty] | 0 | [23 empty] | 0 | [23 empty] | 0 | [11 empty] | 0 | [11 empty] | 0 | [5 empty] | 0 | [5 empty] | 0 | [5 empty] | 0 | [17 empty] | 0 | [5 empty] | 0 | [5 empty] | 0 | [47 empty] | 0 | [5 empty] | 0 | [5 empty] | 0 | [203 empty] | 0 | [5 empty] | 0 | [53 empty] | 0
[57 empty] | 0 | [5 empty] | 0 | [5 empty] | 0 | [5 empty] | 0 | [5 empty] | 0 | [5 empty] | 0 | [5 empty] | 0 | [23 empty] | 0 | [299 empty] | 0 | [17 empty] | 0 | [17 empty] | 0 | [23 empty] | 0 | [23 empty] | 0 | [23 empty] | 0 | [11 empty] | 0 | [11 empty] | 0 | [5 empty] | 0 | [11 empty] | 0 | [17 empty] | 0 | [5 empty] | 0 | [5 empty] | 0 | [47 empty] | 0 | [5 empty] | 0 | [5 empty] | 0 | [203 empty] | 0 | [5 empty] | 0
[57 empty] | 0 | [5 empty] | 0 | [5 empty] | 0 | [5 empty] | 0 | [5 empty] | 0 | [5 empty] | 0 | [5 empty] | 0 | [23 empty] | 0 | [299 empty] | 0 | [17 empty] | 0 | [17 empty] | 0 | [23 empty] | 0 | [23 empty] | 0 | [23 empty] | 0 | [11 empty] | 0 | [11 empty] | 0 | [5 empty] | 0 | [11 empty] | 0 | [17 empty] | 0 | [5 empty] | 0 | [5 empty] | 0 | [47 empty] | 0 | [5 empty] | 0 | [209 empty] | 0 | [5 empty] | 0
[57 empty] | 0 | [5 empty] | 0 | [5 empty] | 0 | [5 empty] | 0 | [5 empty] | 0 | [5 empty] | 0 | [5 empty] | 0 | [23 empty] | 0 | [299 empty] | 0 | [17 empty] | 0 | [17 empty] | 0 | [23 empty] | 0 | [23 empty] | 0 | [23 empty] | 0 | [11 empty] | 0 | [11 empty] | 0 | [5 empty] | 0 | [11 empty] | 0 | [17 empty] | 0 | [5 empty] | 0 | [5 empty] | 0 | [47 empty] | 0 | [5 empty] | 0 | [209 empty] | 0 | [5 empty] | 0
[57 empty] | 0 | [5 empty] | 0 | [5 empty] | 0 | [5 empty] | 0 | [5 empty] | 0 | [5 empty] | 0 | [5 empty] | 0 | [23 empty] | 0 | [299 empty] | 0 | [17 empty] | 0 | [17 empty] | 0 | [23 empty] | 0 | [23 empty] | 0 | [23 empty] | 0 | [11 empty] | 0 | [11 empty] | 0 | [5 empty] | 0 | [11 empty] | 0 | [17 empty] | 0 | [5 empty] | 0 | [5 empty] | 0 | [47 empty] | 0 | [5 empty] | 0 | [209 empty] | 0 | [5 empty] | 0
[57 empty] | 0 | [5 empty] | 0 | [5 empty] | 0 | [5 empty] | 0 | [5 empty] | 0 | [5 empty] | 0 | [5 empty] | 0 | [23 empty] | 0 | [299 empty] | 0 | [17 empty] | 0 | [17 empty] | 0 | [23 empty] | 0 | [23 empty] | 0 | [23 empty] | 0 | [11 empty] | 0 | [11 empty] | 0 | [5 empty] | 0 | [11 empty] | 0 | [17 empty] | 0 | [5 empty] | 0 | [5 empty] | 0 | [47 empty] | 0 | [5 empty] | 0 | [209 empty] | 0 | [5 empty] | 0
[57 empty] | 0 | [5 empty] | 0 | [5 empty] | 0 | [5 empty] | 0 | [5 empty] | 0 | [5 empty] | 0 | [5 empty] | 0 | [23 empty] | 0 | [299 empty] | 0 | [17 empty] | 0 | [17 empty] | 0 | [23 empty] | 0 | [23 empty] | 0 | [23 empty] | 0 | [11 empty] | 0 | [11 empty] | 0 | [5 empty] | 0 | [11 empty] | 0 | [17 empty] | 0 | [5 empty] | 0 | [5 empty] | 0 | [47 empty] | 0 | [5 empty] | 0 | [209 empty] | 0 | [5 empty] | 0
[57 empty] | 0 | [5 empty] | 0 | [5 empty] | 0 | [5 empty] | 0 | [5 empty] | 0 | [5 empty] | 0 | [5 empty] | 0 | [23 empty] | 0 | [299 empty] | 0 | [17 empty] | 0 | [17 empty] | 0 | [23 empty] | 0 | [23 empty] | 0 | [23 empty] | 0 | [11 empty] | 0 | [11 empty] | 0 | [5 empty] | 0 | [11 empty] | 0 | [17 empty] | 0 | [5 empty] | 0 | [5 empty] | 0 | [47 empty] | 0 | [5 empty] | 0 | [209 empty] | 0 | [5 empty] | 0
[57 empty] | 0 | [5 empty] | 0 | [5 empty] | 0 | [5 empty] | 0 | [5 empty] | 0 | [5 empty] | 0 | [5 empty] | 0 | [23 empty] | 0 | [299 empty] | 0 | [17 empty] | 0 | [17 empty] | 0 | [23 empty] | 0 | [23 empty] | 0 | [23 empty] | 0 | [11 empty] | 0 | [11 empty] | 0 | [5 empty] | 0 | [11 empty] | 0 | [17 empty] | 0 | [5 empty] | 0 | [5 empty] | 0 | [47 empty] | 0 | [5 empty] | 0 | [209 empty] | 0 | [5 empty] | 0
[57 empty] | 0 | [5 empty] | 0 | [5 empty] | 0 | [5 empty] | 0 | [5 empty] | 0 | [5 empty] | 0 | [5 empty] | 0 | [23 empty] | 0 | [299 empty] | 0 | [17 empty] | 0 | [17 empty] | 0 | [23 empty] | 0 | [23 empty] | 0 | [23 empty] | 0 | [11 empty] | 0 | [11 empty] | 0 | [5 empty] | 0 | [11 empty] | 0 | [17 empty] | 0 | [5 empty] | 0 | [5 empty] | 0 | [47 empty] | 0 | [5 empty] | 0 | [209 empty] | 0 | [5 empty] | 0
[57 empty] | 0 | [5 empty] | 0 | [5 empty] | 0 | [5 empty] | 0 | [5 empty] | 0 | [5 empty] | 0 | [5 empty] | 0 | [23 empty] | 0 | [299 empty] | 0 | [17 empty] | 0 | [17 empty] | 0 | [47 empty] | 0 | [23 empty] | 0 | [11 empty] | 0 | [11 empty] | 0 | [5 empty] | 0 | [11 empty] | 0 | [17 empty] | 0 | [5 empty] | 0 | [5 empty] | 0 | [47 empty] | 0 | [5 empty] | 0 | [209 empty] | 0 | [5 empty] | 0
[57 empty] | 0 | [5 empty] | 0 | [5 empty] | 0 | [5 empty] | 0 | [5 empty] | 0 | [5 empty] | 0 | [5 empty] | 0 | [23 empty] | 0 | [299 empty] | 0 | [17 empty] | 0 | [17 empty] | 0 | [47 empty] | 0 | [23 empty] | 0 | [11 empty] | 0 | [11 empty] | 0 | [5 empty] | 0 | [11 empty] | 0 | [17 empty] | 0 | [5 empty] | 0 | [5 empty] | 0 | [47 empty] | 0 | [5 empty] | 0 | [209 empty] | 0 | [5 empty] | 0
[57 empty] | 0 | [5 empty] | 0 | [5 empty] | 0 | [5 empty] | 0 | [5 empty] | 0 | [5 empty] | 0 | [5 empty] | 0 | [23 empty] | 0 | [299 empty] | 0 | [17 empty] | 0 | [17 empty] | 0 | [47 empty] | 0 | [23 empty] | 0 | [11 empty] | 0 | [11 empty] | 0 | [5 empty] | 0 | [11 empty] | 0 | [17 empty] | 0 | [5 empty] | 0 | [5 empty] | 0 | [47 empty] | 0 | [5 empty] | 0 | [209 empty] | 0 | [5 empty] | 0
[57 empty] | 0 | [5 empty] | 0 | [5 empty] | 0 | [5 empty] | 0 | [5 empty] | 0 | [5 empty] | 0 | [5 empty] | 0 | [23 empty] | 0 | [299 empty] | 0 | [17 empty] | 0 | [17 empty] | 0 | [47 empty] | 0 | [23 empty] | 0 | [11 empty] | 0 | [11 empty] | 0 | [5 empty] | 0 | [11 empty] | 0 | [17 empty] | 0 | [5 empty] | 0 | [5 empty] | 0 | [47 empty] | 0 | [5 empty] | 0 | [209 empty] | 0 | [5 empty] | 0
[57 empty] | 0 | [5 empty] | 0 | [5 empty] | 0 | [5 empty] | 0 | [5 empty] | 0 | [5 empty] | 0 | [5 empty] | 0 | [23 empty] | 0 | [299 empty] | 0 | [17 empty] | 0 | [17 empty] | 0 | [47 empty] | 0 | [23 empty] | 0 | [11 empty] | 0 | [11 empty] | 0 | [5 empty] | 0 | [11 empty] | 0 | [17 empty] | 0 | [5 empty] | 0 | [5 empty] | 0 | [47 empty] | 0 | [5 empty] | 0 | [209 empty] | 0 | [5 empty] | 0
[57 empty] | 0 | [5 empty] | 0 | [5 empty] | 0 | [5 empty] | 0 | [5 empty] | 0 | [5 empty] | 0 | [5 empty] | 0 | [23 empty] | 0 | [299 empty] | 0 | [17 empty] | 0 | [17 empty] | 0 | [47 empty] | 0 | [23 empty] | 0 | [11 empty] | 0 | [11 empty] | 0 | [5 empty] | 0 | [11 empty] | 0 | [17 empty] | 0 | [5 empty] | 0 | [5 empty] | 0 | [47 empty] | 0 | [5 empty] | 0 | [209 empty] | 0 | [5 empty] | 0
[57 empty] | 0 | [5 empty] | 0 | [5 empty] | 0 | [5 empty] | 0 | [5 empty] | 0 | [5 empty] | 0 | [5 empty] | 0 | [23 empty] | 0 | [299 empty] | 0 | [17 empty] | 0 | [17 empty] | 0 | [71 empty] | 0 | [11 empty] | 0 | [11 empty] | 0 | [5 empty] | 0 | [11 empty] | 0 | [17 empty] | 0 | [5 empty] | 0 | [5 empty] | 0 | [47 empty] | 0 | [5 empty] | 0 | [209 empty] | 0 | [5 empty] | 0
[57 empty] | 0 | [5 empty] | 0 | [5 empty] | 0 | [5 empty] | 0 | [5 empty] | 0 | [5 empty] | 0 | [5 empty] | 0 | [23 empty] | 0 | [299 empty] | 0 | [17 empty] | 0 | [101 empty] | 0 | [11 empty] | 0 | [5 empty] | 0 | [11 empty] | 0 | [17 empty] | 0 | [5 empty] | 0 | [5 empty] | 0 | [47 empty] | 0 | [5 empty] | 0 | [209 empty] | 0 | [5 empty] | 0
[57 empty] | 0 | [5 empty] | 0 | [5 empty] | 0 | [5 empty] | 0 | [5 empty] | 0 | [5 empty] | 0 | [5 empty] | 0 | [23 empty] | 0 | [299 empty] | 0 | [17 empty] | 0 | [101 empty] | 0 | [11 empty] | 0 | [5 empty] | 0 | [11 empty] | 0 | [17 empty] | 0 | [5 empty] | 0 | [5 empty] | 0 | [47 empty] | 0 | [5 empty] | 0 | [209 empty] | 0 | [5 empty] | 0
[57 empty] | 0 | [5 empty] | 0 | [5 empty] | 0 | [5 empty] | 0 | [5 empty] | 0 | [5 empty] | 0 | [5 empty] | 0 | [23 empty] | 0 | [299 empty] | 0 | [17 empty] | 0 | [101 empty] | 0 | [11 empty] | 0 | [5 empty] | 0 | [11 empty] | 0 | [17 empty] | 0 | [5 empty] | 0 | [5 empty] | 0 | [47 empty] | 0 | [5 empty] | 0 | [209 empty] | 0 | [5 empty] | 0
[57 empty] | 0 | [5 empty] | 0 | [5 empty] | 0 | [5 empty] | 0 | [5 empty] | 0 | [5 empty] | 0 | [5 empty] | 0 | [23 empty] | 0 | [299 empty] | 0 | [17 empty] | 0 | [101 empty] | 0 | [11 empty] | 0 | [5 empty] | 0 | [11 empty] | 0 | [17 empty] | 0 | [5 empty] | 0 | [5 empty] | 0 | [47 empty] | 0 | [5 empty] | 0 | [209 empty] | 0 | [5 empty] | 0
[57 empty] | 0 | [5 empty] | 0 | [5 empty] | 0 | [5 empty] | 0 | [5 empty] | 0 | [5 empty] | 0 | [5 empty] | 0 | [23 empty] | 0 | [299 empty] | 0 | [17 empty] | 0 | [101 empty] | 0 | [11 empty] | 0 | [5 empty] | 0 | [11 empty] | 0 | [17 empty] | 0 | [5 empty] | 0 | [5 empty] | 0 | [47 empty] | 0 | [5 empty] | 0 | [209 empty] | 0 | [5 empty] | 0
[57 empty] | 0 | [5 empty] | 0 | [5 empty] | 0 | [5 empty] | 0 | [5 empty] | 0 | [5 empty] | 0 | [5 empty] | 0 | [23 empty] | 0 | [299 empty] | 0 | [17 empty] | 0 | [101 empty] | 0 | [11 empty] | 0 | [5 empty] | 0 | [11 empty] | 0 | [17 empty] | 0 | [5 empty] | 0 | [5 empty] | 0 | [47 empty] | 0 | [5 empty] | 0 | [209 empty] | 0 | [5 empty] | 0
[57 empty] | 0 | [5 empty] | 0 | [5 empty] | 0 | [5 empty] | 0 | [5 empty] | 0 | [5 empty] | 0 | [5 empty] | 0 | [23 empty] | 0 | [299 empty] | 0 | [17 empty] | 0 | [101 empty] | 0 | [11 empty] | 0 | [5 empty] | 0 | [11 empty] | 0 | [17 empty] | 0 | [5 empty] | 0 | [5 empty] | 0 | [47 empty] | 0 | [5 empty] | 0 | [209 empty] | 0 | [5 empty] | 0
[57 empty] | 0 | [5 empty] | 0 | [5 empty] | 0 | [5 empty] | 0 | [5 empty] | 0 | [5 empty] | 0 | [5 empty] | 0 | [23 empty] | 0 | [299 empty] | 0 | [17 empty] | 0 | [101 empty] | 0 | [11 empty] | 0 | [5 empty] | 0 | [11 empty] | 0 | [17 empty] | 0 | [5 empty] | 0 | [5 empty] | 0 | [47 empty] | 0 | [5 empty] | 0 | [209 empty] | 0 | [5 empty] | 0
[57 empty] | 0 | [5 empty] | 0 | [5 empty] | 0 | [5 empty] | 0 | [5 empty] | 0 | [5 empty] | 0 | [5 empty] | 0 | [23 empty] | 0 | [299 empty] | 0 | [17 empty] | 0 | [101 empty] | 0 | [11 empty] | 0 | [5 empty] | 0 | [11 empty] | 0 | [17 empty] | 0 | [5 empty] | 0 | [5 empty] | 0 | [47 empty] | 0 | [5 empty] | 0 | [209 empty] | 0 | [5 empty] | 0
[57 empty] | 0 | [5 empty] | 0 | [5 empty] | 0 | [5 empty] | 0 | [5 empty] | 0 | [5 empty] | 0 | [5 empty] | 0 | [23 empty] | 0 | [299 empty] | 0 | [17 empty] | 0 | [101 empty] | 0 | [11 empty] | 0 | [5 empty] | 0 | [11 empty] | 0 | [17 empty] | 0 | [5 empty] | 0 | [5 empty] | 0 | [47 empty] | 0 | [5 empty] | 0 | [209 empty] | 0 | [5 empty] | 0
[57 empty] | 0 | [5 empty] | 0 | [5 empty] | 0 | [5 empty] | 0 | [5 empty] | 0 | [5 empty] | 0 | [5 empty] | 0 | [23 empty] | 0 | [299 empty] | 0 | [17 empty] | 0 | [101 empty] | 0 | [11 empty] | 0 | [5 empty] | 0 | [11 empty] | 0 | [17 empty] | 0 | [5 empty] | 0 | [5 empty] | 0 | [47 empty] | 0 | [5 empty] | 0 | [209 empty] | 0
[57 empty] | 0 | [5 empty] | 0 | [5 empty] | 0 | [5 empty] | 0 | [5 empty] | 0 | [5 empty] | 0 | [5 empty] | 0 | [23 empty] | 0 | [299 empty] | 0 | [17 empty] | 0 | [101 empty] | 0 | [11 empty] | 0 | [5 empty] | 0 | [11 empty] | 0 | [17 empty] | 0 | [5 empty] | 0 | [5 empty] | 0 | [47 empty] | 0 | [5 empty] | 0 | [209 empty] | 0
[57 empty] | 0 | [5 empty] | 0 | [5 empty] | 0 | [5 empty] | 0 | [5 empty] | 0 | [5 empty] | 0 | [5 empty] | 0 | [23 empty] | 0 | [299 empty] | 0 | [17 empty] | 0 | [101 empty] | 0 | [11 empty] | 0 | [5 empty] | 0 | [11 empty] | 0 | [17 empty] | 0 | [5 empty] | 0 | [5 empty] | 0 | [47 empty] | 0 | [5 empty] | 0 | [209 empty] | 0
[57 empty] | 0 | [5 empty] | 0 | [5 empty] | 0 | [5 empty] | 0 | [5 empty] | 0 | [5 empty] | 0 | [5 empty] | 0 | [23 empty] | 0 | [317 empty] | 0 | [101 empty] | 0 | [11 empty] | 0 | [5 empty] | 0 | [11 empty] | 0 | [17 empty] | 0 | [5 empty] | 0 | [5 empty] | 0 | [47 empty] | 0 | [5 empty] | 0 | [209 empty] | 0
[57 empty] | 0 | [5 empty] | 0 | [5 empty] | 0 | [5 empty] | 0 | [5 empty] | 0 | [5 empty] | 0 | [5 empty] | 0 | [23 empty] | 0 | [317 empty] | 0 | [101 empty] | 0 | [11 empty] | 0 | [5 empty] | 0 | [11 empty] | 0 | [17 empty] | 0 | [5 empty] | 0 | [5 empty] | 0 | [47 empty] | 0 | [5 empty] | 0 | [209 empty] | 0
[57 empty] | 0 | [5 empty] | 0 | [5 empty] | 0 | [5 empty] | 0 | [5 empty] | 0 | [5 empty] | 0 | [5 empty] | 0 | [23 empty] | 0 | [317 empty] | 0 | [101 empty] | 0 | [11 empty] | 0 | [5 empty] | 0 | [11 empty] | 0 | [17 empty] | 0 | [5 empty] | 0 | [5 empty] | 0 | [47 empty] | 0 | [5 empty] | 0 | [209 empty] | 0
[57 empty] | 0 | [5 empty] | 0 | [5 empty] | 0 | [5 empty] | 0 | [5 empty] | 0 | [5 empty] | 0 | [5 empty] | 0 | [23 empty] | 0 | [317 empty] | 0 | [101 empty] | 0 | [11 empty] | 0 | [5 empty] | 0 | [11 empty] | 0 | [23 empty] | 0 | [5 empty] | 0 | [47 empty] | 0 | [5 empty] | 0 | [209 empty] | 0
[57 empty] | 0 | [5 empty] | 0 | [5 empty] | 0 | [5 empty] | 0 | [5 empty] | 0 | [5 empty] | 0 | [5 empty] | 0 | [23 empty] | 0 | [317 empty] | 0 | [101 empty] | 0 | [11 empty] | 0 | [5 empty] | 0 | [11 empty] | 0 | [23 empty] | 0 | [5 empty] | 0 | [47 empty] | 0 | [5 empty] | 0 | [209 empty] | 0
[57 empty] | 0 | [5 empty] | 0 | [5 empty] | 0 | [5 empty] | 0 | [5 empty] | 0 | [5 empty] | 0 | [5 empty] | 0 | [23 empty] | 0 | [317 empty] | 0 | [101 empty] | 0 | [11 empty] | 0 | [5 empty] | 0 | [11 empty] | 0 | [23 empty] | 0 | [5 empty] | 0 | [47 empty] | 0 | [215 empty] | 0
[57 empty] | 0 | [5 empty] | 0 | [5 empty] | 0 | [5 empty] | 0 | [5 empty] | 0 | [5 empty] | 0 | [5 empty] | 0 | [23 empty] | 0 | [317 empty] | 0 | [101 empty] | 0 | [11 empty] | 0 | [5 empty] | 0 | [11 empty] | 0 | [23 empty] | 0 | [5 empty] | 0 | [47 empty] | 0 | [215 empty] | 0
[57 empty] | 0 | [5 empty] | 0 | [5 empty] | 0 | [5 empty] | 0 | [5 empty] | 0 | [5 empty] | 0 | [5 empty] | 0 | [23 empty] | 0 | [317 empty] | 0 | [101 empty] | 0 | [11 empty] | 0 | [5 empty] | 0 | [11 empty] | 0 | [23 empty] | 0 | [5 empty] | 0 | [47 empty] | 0 | [215 empty] | 0
[57 empty] | 0 | [5 empty] | 0 | [5 empty] | 0 | [5 empty] | 0 | [5 empty] | 0 | [5 empty] | 0 | [5 empty] | 0 | [23 empty] | 0 | [317 empty] | 0 | [101 empty] | 0 | [11 empty] | 0 | [5 empty] | 0 | [11 empty] | 0 | [23 empty] | 0 | [5 empty] | 0 | [47 empty] | 0 | [215 empty] | 0
[57 empty] | 0 | [5 empty] | 0 | [5 empty] | 0 | [5 empty] | 0 | [5 empty] | 0 | [5 empty] | 0 | [5 empty] | 0 | [23 empty] | 0 | [317 empty] | 0 | [101 empty] | 0 | [11 empty] | 0 | [5 empty] | 0 | [11 empty] | 0 | [23 empty] | 0 | [5 empty] | 0 | [47 empty] | 0 | [215 empty] | 0
[63 empty] | 0 | [5 empty] | 0 | [5 empty] | 0 | [5 empty] | 0 | [5 empty] | 0 | [5 empty] | 0 | [23 empty] | 0 | [317 empty] | 0 | [101 empty] | 0 | [11 empty] | 0 | [5 empty] | 0 | [11 empty] | 0 | [23 empty] | 0 | [5 empty] | 0 | [47 empty] | 0 | [215 empty] | 0
[63 empty] | 0 | [5 empty] | 0 | [5 empty] | 0 | [5 empty] | 0 | [5 empty] | 0 | [5 empty] | 0 | [23 empty] | 0 | [317 empty] | 0 | [101 empty] | 0 | [11 empty] | 0 | [5 empty] | 0 | [11 empty] | 0 | [23 empty] | 0 | [5 empty] | 0 | [47 empty] | 0 | [215 empty] | 0
[63 empty] | 0 | [5 empty] | 0 | [5 empty] | 0 | [5 empty] | 0 | [5 empty] | 0 | [5 empty] | 0 | [23 empty] | 0 | [317 empty] | 0 | [101 empty] | 0 | [11 empty] | 0 | [5 empty] | 0 | [11 empty] | 0 | [23 empty] | 0 | [5 empty] | 0 | [47 empty] | 0 | [215 empty] | 0
[63 empty] | 0 | [5 empty] | 0 | [5 empty] | 0 | [5 empty] | 0 | [5 empty] | 0 | [5 empty] | 0 | [23 empty] | 0 | [317 empty] | 0 | [101 empty] | 0 | [11 empty] | 0 | [5 empty] | 0 | [11 empty] | 0 | [23 empty] | 0 | [5 empty] | 0 | [47 empty] | 0 | [215 empty] | 0
[63 empty] | 0 | [5 empty] | 0 | [5 empty] | 0 | [5 empty] | 0 | [5 empty] | 0 | [5 empty] | 0 | [23 empty] | 0 | [317 empty] | 0 | [101 empty] | 0 | [11 empty] | 0 | [5 empty] | 0 | [11 empty] | 0 | [23 empty] | 0 | [5 empty] | 0 | [47 empty] | 0 | [215 empty] | 0
[63 empty] | 0 | [5 empty] | 0 | [5 empty] | 0 | [5 empty] | 0 | [5 empty] | 0 | [5 empty] | 0 | [23 empty] | 0 | [317 empty] | 0 | [101 empty] | 0 | [11 empty] | 0 | [5 empty] | 0 | [11 empty] | 0 | [23 empty] | 0 | [5 empty] | 0 | [47 empty] | 0 | [215 empty] | 0
[63 empty] | 0 | [5 empty] | 0 | [5 empty] | 0 | [5 empty] | 0 | [5 empty] | 0 | [5 empty] | 0 | [23 empty] | 0 | [317 empty] | 0 | [101 empty] | 0 | [11 empty] | 0 | [5 empty] | 0 | [11 empty] | 0 | [23 empty] | 0 | [5 empty] | 0 | [47 empty] | 0 | [215 empty] | 0
[63 empty] | 0 | [5 empty] | 0 | [5 empty] | 0 | [5 empty] | 0 | [5 empty] | 0 | [5 empty] | 0 | [23 empty] | 0 | [317 empty] | 0 | [101 empty] | 0 | [11 empty] | 0 | [5 empty] | 0 | [11 empty] | 0 | [23 empty] | 0 | [5 empty] | 0 | [47 empty] | 0 | [215 empty] | 0
[63 empty] | 0 | [5 empty] | 0 | [5 empty] | 0 | [5 empty] | 0 | [5 empty] | 0 | [5 empty] | 0 | [23 empty] | 0 | [317 empty] | 0 | [101 empty] | 0 | [11 empty] | 0 | [5 empty] | 0 | [11 empty] | 0 | [23 empty] | 0 | [5 empty] | 0 | [47 empty] | 0 | [215 empty] | 0
[63 empty] | 0 | [5 empty] | 0 | [5 empty] | 0 | [5 empty] | 0 | [5 empty] | 0 | [5 empty] | 0 | [23 empty] | 0 | [317 empty] | 0 | [101 empty] | 0 | [11 empty] | 0 | [5 empty] | 0 | [11 empty] | 0 | [23 empty] | 0 | [5 empty] | 0 | [47 empty] | 0 | [215 empty] | 0
[63 empty] | 0 | [5 empty] | 0 | [5 empty] | 0 | [5 empty] | 0 | [5 empty] | 0 | [5 empty] | 0 | [23 empty] | 0 | [317 empty] | 0 | [101 empty] | 0 | [11 empty] | 0 | [5 empty] | 0 | [11 empty] | 0 | [23 empty] | 0 | [5 empty] | 0 | [47 empty] | 0 | [215 empty] | 0
[63 empty] | 0 | [5 empty] | 0 | [5 empty] | 0 | [5 empty] | 0 | [5 empty] | 0 | [5 empty] | 0 | [23 empty] | 0 | [317 empty] | 0 | [101 empty] | 0 | [17 empty] | 0 | [11 empty] | 0 | [23 empty] | 0 | [5 empty] | 0 | [47 empty] | 0 | [215 empty] | 0
[63 empty] | 0 | [5 empty] | 0 | [5 empty] | 0 | [5 empty] | 0 | [5 empty] | 0 | [5 empty] | 0 | [23 empty] | 0 | [317 empty] | 0 | [101 empty] | 0 | [17 empty] | 0 | [11 empty] | 0 | [23 empty] | 0 | [5 empty] | 0 | [47 empty] | 0 | [215 empty] | 0
[63 empty] | 0 | [5 empty] | 0 | [5 empty] | 0 | [5 empty] | 0 | [5 empty] | 0 | [5 empty] | 0 | [23 empty] | 0 | [317 empty] | 0 | [101 empty] | 0 | [17 empty] | 0 | [11 empty] | 0 | [23 empty] | 0 | [5 empty] | 0 | [47 empty] | 0 | [215 empty] | 0
[63 empty] | 0 | [5 empty] | 0 | [5 empty] | 0 | [5 empty] | 0 | [5 empty] | 0 | [5 empty] | 0 | [23 empty] | 0 | [317 empty] | 0 | [101 empty] | 0 | [17 empty] | 0 | [11 empty] | 0 | [23 empty] | 0 | [5 empty] | 0 | [47 empty] | 0 | [215 empty] | 0
[63 empty] | 0 | [5 empty] | 0 | [5 empty] | 0 | [5 empty] | 0 | [5 empty] | 0 | [5 empty] | 0 | [23 empty] | 0 | [317 empty] | 0 | [101 empty] | 0 | [17 empty] | 0 | [11 empty] | 0 | [23 empty] | 0 | [5 empty] | 0 | [47 empty] | 0 | [215 empty] | 0
[63 empty] | 0 | [5 empty] | 0 | [5 empty] | 0 | [5 empty] | 0 | [5 empty] | 0 | [5 empty] | 0 | [23 empty] | 0 | [317 empty] | 0 | [101 empty] | 0 | [17 empty] | 0 | [11 empty] | 0 | [23 empty] | 0 | [5 empty] | 0 | [47 empty] | 0 | [215 empty] | 0
[63 empty] | 0 | [5 empty] | 0 | [5 empty] | 0 | [5 empty] | 0 | [5 empty] | 0 | [5 empty] | 0 | [23 empty] | 0 | [317 empty] | 0 | [101 empty] | 0 | [17 empty] | 0 | [11 empty] | 0 | [23 empty] | 0 | [5 empty] | 0 | [47 empty] | 0 | [215 empty] | 0
[63 empty] | 0 | [5 empty] | 0 | [5 empty] | 0 | [5 empty] | 0 | [5 empty] | 0 | [5 empty] | 0 | [23 empty] | 0 | [317 empty] | 0 | [101 empty] | 0 | [17 empty] | 0 | [11 empty] | 0 | [23 empty] | 0 | [5 empty] | 0 | [47 empty] | 0 | [215 empty] | 0
[63 empty] | 0 | [5 empty] | 0 | [5 empty] | 0 | [5 empty] | 0 | [5 empty] | 0 | [5 empty] | 0 | [23 empty] | 0 | [317 empty] | 0 | [101 empty] | 0 | [17 empty] | 0 | [11 empty] | 0 | [23 empty] | 0 | [5 empty] | 0 | [47 empty] | 0 | [215 empty] | 0
[63 empty] | 0 | [5 empty] | 0 | [5 empty] | 0 | [5 empty] | 0 | [5 empty] | 0 | [5 empty] | 0 | [23 empty] | 0 | [317 empty] | 0 | [101 empty] | 0 | [17 empty] | 0 | [11 empty] | 0 | [23 empty] | 0 | [5 empty] | 0 | [47 empty] | 0 | [215 empty] | 0
[63 empty] | 0 | [5 empty] | 0 | [5 empty] | 0 | [5 empty] | 0 | [5 empty] | 0 | [5 empty] | 0 | [23 empty] | 0 | [419 empty] | 0 | [17 empty] | 0 | [11 empty] | 0 | [23 empty] | 0 | [5 empty] | 0 | [47 empty] | 0
[63 empty] | 0 | [5 empty] | 0 | [5 empty] | 0 | [5 empty] | 0 | [5 empty] | 0 | [5 empty] | 0 | [23 empty] | 0 | [419 empty] | 0 | [17 empty] | 0 | [11 empty] | 0 | [23 empty] | 0 | [5 empty] | 0 | [47 empty] | 0
[63 empty] | 0 | [5 empty] | 0 | [5 empty] | 0 | [5 empty] | 0 | [5 empty] | 0 | [5 empty] | 0 | [23 empty] | 0 | [419 empty] | 0 | [17 empty] | 0 | [11 empty] | 0 | [23 empty] | 0 | [5 empty] | 0 | [47 empty] | 0
[63 empty] | 0 | [5 empty] | 0 | [5 empty] | 0 | [5 empty] | 0 | [5 empty] | 0 | [5 empty] | 0 | [23 empty] | 0 | [419 empty] | 0 | [17 empty] | 0 | [11 empty] | 0 | [23 empty] | 0 | [5 empty] | 0 | [47 empty] | 0
[63 empty] | 0 | [5 empty] | 0 | [5 empty] | 0 | [5 empty] | 0 | [5 empty] | 0 | [5 empty] | 0 | [23 empty] | 0 | [419 empty] | 0 | [17 empty] | 0 | [11 empty] | 0 | [23 empty] | 0 | [5 empty] | 0
[63 empty] | 0 | [5 empty] | 0 | [5 empty] | 0 | [5 empty] | 0 | [5 empty] | 0 | [5 empty] | 0 | [23 empty] | 0 | [419 empty] | 0 | [17 empty] | 0 | [11 empty] | 0 | [23 empty] | 0 | [5 empty] | 0
[63 empty] | 0 | [5 empty] | 0 | [5 empty] | 0 | [5 empty] | 0 | [5 empty] | 0 | [5 empty] | 0 | [23 empty] | 0 | [419 empty] | 0 | [17 empty] | 0 | [11 empty] | 0 | [23 empty] | 0 | [5 empty] | 0
[63 empty] | 0 | [5 empty] | 0 | [5 empty] | 0 | [5 empty] | 0 | [5 empty] | 0 | [5 empty] | 0 | [23 empty] | 0 | [419 empty] | 0 | [17 empty] | 0 | [11 empty] | 0 | [23 empty] | 0 | [5 empty] | 0
[63 empty] | 0 | [5 empty] | 0 | [5 empty] | 0 | [5 empty] | 0 | [5 empty] | 0 | [5 empty] | 0 | [23 empty] | 0 | [419 empty] | 0 | [17 empty] | 0 | [11 empty] | 0 | [29 empty] | 0
[63 empty] | 0 | [5 empty] | 0 | [5 empty] | 0 | [5 empty] | 0 | [5 empty] | 0 | [5 empty] | 0 | [23 empty] | 0 | [419 empty] | 0 | [17 empty] | 0 | [41 empty] | 0
[63 empty] | 0 | [5 empty] | 0 | [5 empty] | 0 | [5 empty] | 0 | [5 empty] | 0 | [5 empty] | 0 | [23 empty] | 0 | [419 empty] | 0 | [17 empty] | 0 | [41 empty] | 0
[63 empty] | 0 | [5 empty] | 0 | [5 empty] | 0 | [5 empty] | 0 | [5 empty] | 0 | [5 empty] | 0 | [23 empty] | 0 | [419 empty] | 0 | [17 empty] | 0 | [41 empty] | 0
[63 empty] | 0 | [5 empty] | 0 | [5 empty] | 0 | [5 empty] | 0 | [5 empty] | 0 | [5 empty] | 0 | [23 empty] | 0 | [419 empty] | 0 | [17 empty] | 0 | [41 empty] | 0
[63 empty] | 0 | [5 empty] | 0 | [5 empty] | 0 | [5 empty] | 0 | [5 empty] | 0 | [5 empty] | 0 | [23 empty] | 0 | [419 empty] | 0 | [17 empty] | 0 | [41 empty] | 0
[63 empty] | 0 | [5 empty] | 0 | [5 empty] | 0 | [5 empty] | 0 | [5 empty] | 0 | [5 empty] | 0 | [23 empty] | 0 | [419 empty] | 0 | [17 empty] | 0 | [41 empty] | 0
[63 empty] | 0 | [5 empty] | 0 | [5 empty] | 0 | [5 empty] | 0 | [5 empty] | 0 | [5 empty] | 0 | [23 empty] | 0 | [419 empty] | 0 | [17 empty] | 0 | [41 empty] | 0
[63 empty] | 0 | [5 empty] | 0 | [5 empty] | 0 | [5 empty] | 0 | [5 empty] | 0 | [5 empty] | 0 | [23 empty] | 0 | [419 empty] | 0 | [17 empty] | 0 | [41 empty] | 0
[63 empty] | 0 | [5 empty] | 0 | [5 empty] | 0 | [5 empty] | 0 | [5 empty] | 0 | [5 empty] | 0 | [23 empty] | 0 | [419 empty] | 0 | [17 empty] | 0 | [41 empty] | 0
[63 empty] | 0 | [5 empty] | 0 | [5 empty] | 0 | [5 empty] | 0 | [5 empty] | 0 | [5 empty] | 0 | [23 empty] | 0 | [419 empty] | 0 | [17 empty] | 0 | [41 empty] | 0
[63 empty] | 0 | [5 empty] | 0 | [5 empty] | 0 | [5 empty] | 0 | [5 empty] | 0 | [5 empty] | 0 | [23 empty] | 0 | [419 empty] | 0 | [17 empty] | 0 | [41 empty] | 0
[63 empty] | 0 | [5 empty] | 0 | [5 empty] | 0 | [5 empty] | 0 | [5 empty] | 0 | [5 empty] | 0 | [23 empty] | 0 | [419 empty] | 0 | [17 empty] | 0 | [41 empty] | 0
[63 empty] | 0 | [5 empty] | 0 | [5 empty] | 0 | [5 empty] | 0 | [5 empty] | 0 | [5 empty] | 0 | [23 empty] | 0 | [419 empty] | 0 | [17 empty] | 0 | [41 empty] | 0
[63 empty] | 0 | [5 empty] | 0 | [5 empty] | 0 | [5 empty] | 0 | [5 empty] | 0 | [5 empty] | 0 | [23 empty] | 0 | [419 empty] | 0 | [17 empty] | 0 | [41 empty] | 0
[69 empty] | 0 | [5 empty] | 0 | [5 empty] | 0 | [5 empty] | 0 | [5 empty] | 0 | [23 empty] | 0 | [419 empty] | 0 | [17 empty] | 0 | [41 empty] | 0
[69 empty] | 0 | [5 empty] | 0 | [5 empty] | 0 | [5 empty] | 0 | [5 empty] | 0 | [23 empty] | 0 | [419 empty] | 0 | [17 empty] | 0 | [41 empty] | 0
[69 empty] | 0 | [5 empty] | 0 | [5 empty] | 0 | [5 empty] | 0 | [5 empty] | 0 | [23 empty] | 0 | [419 empty] | 0 | [17 empty] | 0 | [41 empty] | 0
[69 empty] | 0 | [5 empty] | 0 | [5 empty] | 0 | [5 empty] | 0 | [5 empty] | 0 | [23 empty] | 0 | [419 empty] | 0 | [59 empty] | 0
[69 empty] | 0 | [5 empty] | 0 | [5 empty] | 0 | [5 empty] | 0 | [5 empty] | 0 | [23 empty] | 0 | [419 empty] | 0 | [59 empty] | 0
[69 empty] | 0 | [5 empty] | 0 | [5 empty] | 0 | [5 empty] | 0 | [5 empty] | 0 | [23 empty] | 0 | [479 empty] | 0
[69 empty] | 0 | [5 empty] | 0 | [5 empty] | 0 | [5 empty] | 0 | [5 empty] | 0 | [23 empty] | 0 | [479 empty] | 0
[69 empty] | 0 | [5 empty] | 0 | [5 empty] | 0 | [5 empty] | 0 | [5 empty] | 0 | [23 empty] | 0 | [479 empty] | 0
[69 empty] | 0 | [5 empty] | 0 | [5 empty] | 0 | [5 empty] | 0 | [5 empty] | 0 | [23 empty] | 0 | [479 empty] | 0
[69 empty] | 0 | [5 empty] | 0 | [5 empty] | 0 | [5 empty] | 0 | [5 empty] | 0 | [23 empty] | 0 | [479 empty] | 0
[69 empty] | 0 | [5 empty] | 0 | [5 empty] | 0 | [5 empty] | 0 | [5 empty] | 0 | [23 empty] | 0 | [479 empty] | 0
[69 empty] | 0 | [5 empty] | 0 | [5 empty] | 0 | [5 empty] | 0 | [5 empty] | 0 | [23 empty] | 0 | [479 empty] | 0
[69 empty] | 0 | [5 empty] | 0 | [5 empty] | 0 | [5 empty] | 0 | [5 empty] | 0 | [23 empty] | 0
[69 empty] | 0 | [5 empty] | 0 | [5 empty] | 0 | [5 empty] | 0 | [5 empty] | 0 | [23 empty] | 0
[69 empty] | 0 | [5 empty] | 0 | [5 empty] | 0 | [5 empty] | 0 | [5 empty] | 0 | [23 empty] | 0
[69 empty] | 0 | [5 empty] | 0 | [5 empty] | 0 | [5 empty] | 0 | [5 empty] | 0 | [23 empty] | 0
[69 empty] | 0 | [5 empty] | 0 | [5 empty] | 0 | [5 empty] | 0 | [5 empty] | 0 | [23 empty] | 0
[69 empty] | 0 | [5 empty] | 0 | [5 empty] | 0 | [5 empty] | 0 | [5 empty] | 0 | [23 empty] | 0
[69 empty] | 0 | [5 empty] | 0 | [5 empty] | 0 | [5 empty] | 0 | [5 empty] | 0 | [23 empty] | 0
[69 empty] | 0 | [5 empty] | 0 | [5 empty] | 0 | [5 empty] | 0 | [5 empty] | 0 | [23 empty] | 0
[69 empty] | 0 | [5 empty] | 0 | [5 empty] | 0 | [5 empty] | 0 | [5 empty] | 0 | [23 empty] | 0
[69 empty] | 0 | [5 empty] | 0 | [5 empty] | 0 | [5 empty] | 0 | [5 empty] | 0 | [23 empty] | 0
[69 empty] | 0 | [5 empty] | 0 | [5 empty] | 0 | [5 empty] | 0 | [5 empty] | 0 | [23 empty] | 0
[69 empty] | 0 | [5 empty] | 0 | [5 empty] | 0 | [5 empty] | 0 | [5 empty] | 0 | [23 empty] | 0
[69 empty] | 0 | [5 empty] | 0 | [5 empty] | 0 | [5 empty] | 0 | [5 empty] | 0 | [23 empty] | 0
[69 empty] | 0 | [5 empty] | 0 | [5 empty] | 0 | [5 empty] | 0 | [5 empty] | 0 | [23 empty] | 0
[69 empty] | 0 | [5 empty] | 0 | [5 empty] | 0 | [5 empty] | 0 | [5 empty] | 0 | [23 empty] | 0
[69 empty] | 0 | [5 empty] | 0 | [5 empty] | 0 | [5 empty] | 0 | [5 empty] | 0 | [23 empty] | 0
[69 empty] | 0 | [5 empty] | 0 | [5 empty] | 0 | [5 empty] | 0 | [5 empty] | 0 | [23 empty] | 0
[69 empty] | 0 | [5 empty] | 0 | [5 empty] | 0 | [5 empty] | 0 | [5 empty] | 0 | [23 empty] | 0
[69 empty] | 0 | [5 empty] | 0 | [5 empty] | 0 | [5 empty] | 0 | [5 empty] | 0 | [23 empty] | 0
[69 empty] | 0 | [5 empty] | 0 | [5 empty] | 0 | [5 empty] | 0 | [5 empty] | 0 | [23 empty] | 0
[69 empty] | 0 | [5 empty] | 0 | [5 empty] | 0 | [5 empty] | 0 | [5 empty] | 0 | [23 empty] | 0
[69 empty] | 0 | [5 empty] | 0 | [5 empty] | 0 | [5 empty] | 0 | [5 empty] | 0 | [23 empty] | 0
[69 empty] | 0 | [5 empty] | 0 | [5 empty] | 0 | [5 empty] | 0 | [5 empty] | 0 | [23 empty] | 0
[69 empty] | 0 | [5 empty] | 0 | [5 empty] | 0 | [5 empty] | 0 | [5 empty] | 0 | [23 empty] | 0
[69 empty] | 0 | [5 empty] | 0 | [5 empty] | 0 | [5 empty] | 0 | [5 empty] | 0 | [23 empty] | 0
[69 empty] | 0 | [5 empty] | 0 | [5 empty] | 0 | [5 empty] | 0 | [5 empty] | 0 | [23 empty] | 0
[69 empty] | 0 | [5 empty] | 0 | [5 empty] | 0 | [5 empty] | 0 | [5 empty] | 0 | [23 empty] | 0
[69 empty] | 0 | [5 empty] | 0 | [5 empty] | 0 | [5 empty] | 0 | [5 empty] | 0 | [23 empty] | 0
[69 empty] | 0 | [5 empty] | 0 | [5 empty] | 0 | [5 empty] | 0 | [5 empty] | 0 | [23 empty] | 0
[69 empty] | 0 | [5 empty] | 0 | [5 empty] | 0 | [5 empty] | 0 | [5 empty] | 0 | [23 empty] | 0
[69 empty] | 0 | [5 empty] | 0 | [5 empty] | 0 | [5 empty] | 0 | [5 empty] | 0 | [23 empty] | 0
[69 empty] | 0 | [5 empty] | 0 | [5 empty] | 0 | [5 empty] | 0 | [5 empty] | 0 | [23 empty] | 0
[69 empty] | 0 | [5 empty] | 0 | [5 empty] | 0 | [5 empty] | 0 | [5 empty] | 0 | [23 empty] | 0
[69 empty] | 0 | [5 empty] | 0 | [5 empty] | 0 | [5 empty] | 0 | [5 empty] | 0 | [23 empty] | 0
[69 empty] | 0 | [5 empty] | 0 | [5 empty] | 0 | [5 empty] | 0 | [5 empty] | 0 | [23 empty] | 0
[69 empty] | 0 | [5 empty] | 0 | [5 empty] | 0 | [5 empty] | 0 | [5 empty] | 0 | [23 empty] | 0
[69 empty] | 0 | [5 empty] | 0 | [5 empty] | 0 | [5 empty] | 0 | [5 empty] | 0 | [23 empty] | 0
[69 empty] | 0 | [5 empty] | 0 | [5 empty] | 0 | [5 empty] | 0 | [5 empty] | 0 | [23 empty] | 0
[75 empty] | 0 | [5 empty] | 0 | [5 empty] | 0 | [5 empty] | 0 | [23 empty] | 0
[75 empty] | 0 | [5 empty] | 0 | [5 empty] | 0 | [5 empty] | 0 | [23 empty] | 0
[75 empty] | 0 | [5 empty] | 0 | [5 empty] | 0 | [5 empty] | 0 | [23 empty] | 0
[75 empty] | 0 | [5 empty] | 0 | [5 empty] | 0 | [5 empty] | 0 | [23 empty] | 0
[75 empty] | 0 | [5 empty] | 0 | [5 empty] | 0 | [5 empty] | 0 | [23 empty] | 0
[75 empty] | 0 | [5 empty] | 0 | [5 empty] | 0 | [5 empty] | 0 | [23 empty] | 0
[75 empty] | 0 | [5 empty] | 0 | [5 empty] | 0 | [5 empty] | 0 | [23 empty] | 0
[75 empty] | 0 | [5 empty] | 0 | [5 empty] | 0 | [5 empty] | 0 | [23 empty] | 0
[75 empty] | 0 | [5 empty] | 0 | [5 empty] | 0 | [5 empty] | 0 | [23 empty] | 0
[75 empty] | 0 | [5 empty] | 0 | [5 empty] | 0 | [5 empty] | 0 | [23 empty] | 0
[75 empty] | 0 | [5 empty] | 0 | [5 empty] | 0 | [5 empty] | 0 | [23 empty] | 0
[75 empty] | 0 | [5 empty] | 0 | [5 empty] | 0 | [5 empty] | 0 | [23 empty] | 0
[75 empty] | 0 | [5 empty] | 0 | [5 empty] | 0 | [5 empty] | 0 | [23 empty] | 0
[75 empty] | 0 | [5 empty] | 0 | [5 empty] | 0 | [5 empty] | 0 | [23 empty] | 0
[75 empty] | 0 | [5 empty] | 0 | [5 empty] | 0 | [5 empty] | 0 | [23 empty] | 0
[75 empty] | 0 | [5 empty] | 0 | [5 empty] | 0 | [5 empty] | 0 | [23 empty] | 0
[75 empty] | 0 | [5 empty] | 0 | [5 empty] | 0 | [5 empty] | 0 | [23 empty] | 0
[75 empty] | 0 | [5 empty] | 0 | [5 empty] | 0 | [5 empty] | 0 | [23 empty] | 0
[75 empty] | 0 | [5 empty] | 0 | [5 empty] | 0 | [5 empty] | 0 | [23 empty] | 0
[75 empty] | 0 | [5 empty] | 0 | [5 empty] | 0 | [5 empty] | 0 | [23 empty] | 0
[75 empty] | 0 | [5 empty] | 0 | [5 empty] | 0 | [5 empty] | 0 | [23 empty] | 0
[75 empty] | 0 | [5 empty] | 0 | [5 empty] | 0 | [5 empty] | 0 | [23 empty] | 0
[75 empty] | 0 | [5 empty] | 0 | [5 empty] | 0 | [5 empty] | 0 | [23 empty] | 0
[75 empty] | 0 | [5 empty] | 0 | [5 empty] | 0 | [5 empty] | 0 | [23 empty] | 0
[75 empty] | 0 | [5 empty] | 0 | [5 empty] | 0 | [5 empty] | 0 | [23 empty] | 0
[75 empty] | 0 | [5 empty] | 0 | [5 empty] | 0 | [5 empty] | 0 | [23 empty] | 0
[75 empty] | 0 | [5 empty] | 0 | [5 empty] | 0 | [5 empty] | 0 | [23 empty] | 0
[75 empty] | 0 | [5 empty] | 0 | [5 empty] | 0 | [5 empty] | 0 | [23 empty] | 0
[75 empty] | 0 | [5 empty] | 0 | [5 empty] | 0 | [5 empty] | 0 | [23 empty] | 0
[75 empty] | 0 | [5 empty] | 0 | [5 empty] | 0 | [5 empty] | 0 | [23 empty] | 0
[75 empty] | 0 | [5 empty] | 0 | [5 empty] | 0 | [5 empty] | 0 | [23 empty] | 0
[75 empty] | 0 | [5 empty] | 0 | [5 empty] | 0 | [5 empty] | 0 | [23 empty] | 0
[75 empty] | 0 | [5 empty] | 0 | [5 empty] | 0 | [5 empty] | 0 | [23 empty] | 0
[75 empty] | 0 | [5 empty] | 0 | [5 empty] | 0 | [5 empty] | 0 | [23 empty] | 0
[75 empty] | 0 | [5 empty] | 0 | [5 empty] | 0 | [5 empty] | 0 | [23 empty] | 0
[75 empty] | 0 | [5 empty] | 0 | [5 empty] | 0 | [5 empty] | 0 | [23 empty] | 0
[75 empty] | 0 | [5 empty] | 0 | [5 empty] | 0 | [5 empty] | 0 | [23 empty] | 0
[75 empty] | 0 | [5 empty] | 0 | [5 empty] | 0 | [5 empty] | 0 | [23 empty] | 0
[75 empty] | 0 | [5 empty] | 0 | [5 empty] | 0 | [5 empty] | 0 | [23 empty] | 0
[75 empty] | 0 | [5 empty] | 0 | [5 empty] | 0 | [5 empty] | 0 | [23 empty] | 0
[75 empty] | 0 | [5 empty] | 0 | [5 empty] | 0 | [5 empty] | 0 | [23 empty] | 0
[75 empty] | 0 | [5 empty] | 0 | [5 empty] | 0 | [5 empty] | 0 | [23 empty] | 0
[75 empty] | 0 | [5 empty] | 0 | [5 empty] | 0 | [5 empty] | 0 | [23 empty] | 0
[75 empty] | 0 | [5 empty] | 0 | [5 empty] | 0 | [5 empty] | 0 | [23 empty] | 0
[81 empty] | 0 | [5 empty] | 0 | [5 empty] | 0 | [23 empty] | 0
[81 empty] | 0 | [5 empty] | 0 | [5 empty] | 0 | [23 empty] | 0
[81 empty] | 0 | [5 empty] | 0 | [5 empty] | 0 | [23 empty] | 0
[81 empty] | 0 | [5 empty] | 0 | [5 empty] | 0 | [23 empty] | 0
[81 empty] | 0 | [5 empty] | 0 | [5 empty] | 0 | [23 empty] | 0
[81 empty] | 0 | [5 empty] | 0 | [5 empty] | 0 | [23 empty] | 0
[81 empty] | 0 | [5 empty] | 0 | [5 empty] | 0 | [23 empty] | 0
[81 empty] | 0 | [5 empty] | 0 | [5 empty] | 0 | [23 empty] | 0
[81 empty] | 0 | [5 empty] | 0 | [5 empty] | 0 | [23 empty] | 0
[81 empty] | 0 | [5 empty] | 0 | [5 empty] | 0 | [23 empty] | 0
[81 empty] | 0 | [5 empty] | 0 | [5 empty] | 0 | [23 empty] | 0
[81 empty] | 0 | [5 empty] | 0 | [5 empty] | 0 | [23 empty] | 0
[81 empty] | 0 | [5 empty] | 0 | [5 empty] | 0 | [23 empty] | 0
[81 empty] | 0 | [5 empty] | 0 | [5 empty] | 0 | [23 empty] | 0
[81 empty] | 0 | [5 empty] | 0 | [5 empty] | 0 | [23 empty] | 0
[81 empty] | 0 | [5 empty] | 0 | [5 empty] | 0 | [23 empty] | 0
[81 empty] | 0 | [5 empty] | 0 | [5 empty] | 0 | [23 empty] | 0
[81 empty] | 0 | [5 empty] | 0 | [5 empty] | 0 | [23 empty] | 0
[81 empty] | 0 | [5 empty] | 0 | [5 empty] | 0 | [23 empty] | 0
[81 empty] | 0 | [5 empty] | 0 | [5 empty] | 0 | [23 empty] | 0
[81 empty] | 0 | [5 empty] | 0 | [5 empty] | 0 | [23 empty] | 0
[81 empty] | 0 | [5 empty] | 0 | [5 empty] | 0 | [23 empty] | 0
[81 empty] | 0 | [5 empty] | 0 | [5 empty] | 0 | [23 empty] | 0
[81 empty] | 0 | [5 empty] | 0 | [5 empty] | 0 | [23 empty] | 0
[81 empty] | 0 | [5 empty] | 0 | [5 empty] | 0 | [23 empty] | 0
[81 empty] | 0 | [5 empty] | 0 | [5 empty] | 0 | [23 empty] | 0
[81 empty] | 0 | [5 empty] | 0 | [5 empty] | 0 | [23 empty] | 0
[81 empty] | 0 | [5 empty] | 0 | [5 empty] | 0 | [23 empty] | 0
[81 empty] | 0 | [5 empty] | 0 | [5 empty] | 0 | [23 empty] | 0
[81 empty] | 0 | [5 empty] | 0 | [5 empty] | 0 | [23 empty] | 0
[81 empty] | 0 | [5 empty] | 0 | [5 empty] | 0 | [23 empty] | 0
[81 empty] | 0 | [5 empty] | 0 | [5 empty] | 0 | [23 empty] | 0
[81 empty] | 0 | [5 empty] | 0 | [5 empty] | 0 | [23 empty] | 0
[81 empty] | 0 | [5 empty] | 0 | [5 empty] | 0 | [23 empty] | 0
[81 empty] | 0 | [5 empty] | 0 | [5 empty] | 0 | [23 empty] | 0
[81 empty] | 0 | [5 empty] | 0 | [5 empty] | 0 | [23 empty] | 0
[81 empty] | 0 | [5 empty] | 0 | [5 empty] | 0 | [23 empty] | 0
[87 empty] | 0 | [5 empty] | 0 | [23 empty] | 0
[87 empty] | 0 | [5 empty] | 0 | [23 empty] | 0
[87 empty] | 0 | [5 empty] | 0 | [23 empty] | 0
[87 empty] | 0 | [5 empty] | 0 | [23 empty] | 0
[87 empty] | 0 | [5 empty] | 0 | [23 empty] | 0
[87 empty] | 0 | [5 empty] | 0 | [23 empty] | 0
[87 empty] | 0 | [5 empty] | 0 | [23 empty] | 0
[87 empty] | 0 | [5 empty] | 0 | [23 empty] | 0
[87 empty] | 0 | [5 empty] | 0 | [23 empty] | 0
[87 empty] | 0 | [5 empty] | 0 | [23 empty] | 0
[87 empty] | 0 | [5 empty] | 0 | [23 empty] | 0
[87 empty] | 0 | [5 empty] | 0 | [23 empty] | 0
[87 empty] | 0 | [5 empty] | 0 | [23 empty] | 0
[87 empty] | 0 | [5 empty] | 0 | [23 empty] | 0
[87 empty] | 0 | [5 empty] | 0 | [23 empty] | 0
[87 empty] | 0 | [5 empty] | 0 | [23 empty] | 0
[87 empty] | 0 | [5 empty] | 0 | [23 empty] | 0
[87 empty] | 0 | [5 empty] | 0 | [23 empty] | 0
[87 empty] | 0 | [5 empty] | 0 | [23 empty] | 0
[87 empty] | 0 | [5 empty] | 0 | [23 empty] | 0
[87 empty] | 0 | [5 empty] | 0 | [23 empty] | 0
[87 empty] | 0 | [5 empty] | 0 | [23 empty] | 0
[87 empty] | 0 | [5 empty] | 0 | [23 empty] | 0
[87 empty] | 0 | [5 empty] | 0 | [23 empty] | 0
[87 empty] | 0 | [5 empty] | 0 | [23 empty] | 0
[87 empty] | 0 | [5 empty] | 0 | [23 empty] | 0
[87 empty] | 0 | [5 empty] | 0 | [23 empty] | 0
[87 empty] | 0 | [5 empty] | 0 | [23 empty] | 0
[87 empty] | 0 | [5 empty] | 0 | [23 empty] | 0
[87 empty] | 0 | [5 empty] | 0 | [23 empty] | 0
[87 empty] | 0 | [5 empty] | 0 | [23 empty] | 0
[87 empty] | 0 | [5 empty] | 0 | [23 empty] | 0
[87 empty] | 0 | [5 empty] | 0 | [23 empty] | 0
[87 empty] | 0 | [5 empty] | 0 | [23 empty] | 0
[87 empty] | 0 | [5 empty] | 0 | [23 empty] | 0
[87 empty] | 0 | [5 empty] | 0 | [23 empty] | 0
[87 empty] | 0 | [5 empty] | 0 | [23 empty] | 0
[87 empty] | 0 | [5 empty] | 0 | [23 empty] | 0
[87 empty] | 0 | [5 empty] | 0 | [23 empty] | 0
[87 empty] | 0 | [5 empty] | 0 | [23 empty] | 0
[87 empty] | 0 | [5 empty] | 0 | [23 empty] | 0
[87 empty] | 0 | [5 empty] | 0 | [23 empty] | 0
[87 empty] | 0 | [5 empty] | 0 | [23 empty] | 0
[87 empty] | 0 | [5 empty] | 0 | [23 empty] | 0
[87 empty] | 0 | [5 empty] | 0 | [23 empty] | 0
[87 empty] | 0 | [5 empty] | 0 | [23 empty] | 0
[87 empty] | 0 | [5 empty] | 0 | [23 empty] | 0
[87 empty] | 0 | [5 empty] | 0 | [23 empty] | 0
[87 empty] | 0 | [5 empty] | 0 | [23 empty] | 0
[87 empty] | 0 | [5 empty] | 0 | [23 empty] | 0
[87 empty] | 0 | [5 empty] | 0 | [23 empty] | 0
[87 empty] | 0 | [5 empty] | 0 | [23 empty] | 0
[87 empty] | 0 | [5 empty] | 0 | [23 empty] | 0
[87 empty] | 0 | [5 empty] | 0 | [23 empty] | 0
[93 empty] | 0 | [23 empty] | 0
[93 empty] | 0 | [23 empty] | 0
[93 empty] | 0 | [23 empty] | 0
[93 empty] | 0 | [23 empty] | 0
[93 empty] | 0 | [23 empty] | 0
[93 empty] | 0 | [23 empty] | 0
[93 empty] | 0 | [23 empty] | 0
[93 empty] | 0 | [23 empty] | 0
[93 empty] | 0 | [23 empty] | 0
[93 empty] | 0 | [23 empty] | 0
[93 empty] | 0 | [23 empty] | 0
[93 empty] | 0 | [23 empty] | 0
[93 empty] | 0 | [23 empty] | 0
[93 empty] | 0 | [23 empty] | 0
[93 empty] | 0 | [23 empty] | 0
[93 empty] | 0 | [23 empty] | 0
[93 empty] | 0 | [23 empty] | 0
[93 empty] | 0 | [23 empty] | 0
[93 empty] | 0 | [23 empty] | 0
[93 empty] | 0 | [23 empty] | 0
[93 empty] | 0 | [23 empty] | 0
[93 empty] | 0 | [23 empty] | 0
[93 empty] | 0 | [23 empty] | 0
[93 empty] | 0 | [23 empty] | 0
[93 empty] | 0 | [23 empty] | 0
[93 empty] | 0 | [23 empty] | 0
[93 empty] | 0 | [23 empty] | 0
[93 empty] | 0 | [23 empty] | 0
[93 empty] | 0 | [23 empty] | 0
[93 empty] | 0 | [23 empty] | 0
[93 empty] | 0 | [23 empty] | 0
[93 empty] | 0 | [23 empty] | 0
[93 empty] | 0 | [23 empty] | 0
[93 empty] | 0 | [23 empty] | 0
[93 empty] | 0 | [23 empty] | 0
[93 empty] | 0 | [23 empty] | 0
[93 empty] | 0 | [23 empty] | 0
[93 empty] | 0 | [23 empty] | 0
[93 empty] | 0 | [23 empty] | 0
[93 empty] | 0 | [23 empty] | 0
[93 empty] | 0 | [23 empty] | 0
[93 empty] | 0 | [23 empty] | 0
[93 empty] | 0 | [23 empty] | 0
[93 empty] | 0 | [23 empty] | 0
[93 empty] | 0 | [23 empty] | 0
[93 empty] | 0 | [23 empty] | 0
[93 empty] | 0 | [23 empty] | 0
[93 empty] | 0 | [23 empty] | 0
[93 empty] | 0 | [23 empty] | 0
0
0
0
0
0
0
0
0
0
0
0
0
0
0
0
0
0
0
0
0
0
0
0
0
0
0
0
0
0
0
0
0
0
0
0
0
0
0
0
0
0
0
0
0

## Sheet1
Generic BOQ 149 Shelters (Ramadi)
Item NO. | Item (General Description) | Unit | Unit Price | Total Asst. Qty | Total Price
Civil Works
1 | Provision materials, labors to cleaning the inside of the building. The price includes to remove all materials and send to outside of the area in accordance to the instructions of the supervisor engineer. | m2 |  | 200 | 0
2 | Supplying materials, necessary equipment and tools to demolish concrete structures that require heavy equipment for the demolition and removal of the damaged structures and rubble. This is including the removal and disposal of the rubble to a designated municipal disposal area. The demolishing should be according to the specifications | m2 |  | 275 | 0
3 | Supply materials and equipment to cast reinforce concrete for the wall footing according to the specifications and drawings. The price includes excavation for a depth of 400 mm (minimum) and laying a layer of clean sub-base with a thickness of 100 mm well compacted according to the instructions of the supervision team | m3 |  | 275 | 0
4.1 | Building walls (Hollow Block) Supply materials, labor and equipment to build walls from hollow concrete blocks with dimension of (200X200X400) mm. All works must be done according to the instructions and guidance of the supervision team and according to the drawings and specifications | m2 |  | 3950 | 0
4.2 | Building walls (Limestone) Supply materials, labor and equipment to build walls from limestone rocks with thickness of (350 to 400) mm according to the existing wall. All works must be done according to the instructions and guidance of the supervision team and according to the drawings and specifications. | m2 |  | 210 | 0
4.3 | Building walls (Bricks) Supply materials, labor and equipment to build walls from clay bricks with dimensions of (70X120X240) mm according to the existing wall. All works must be done according to the instructions and guidance of the supervision team and according to the drawings and specifications. | m2 |  | 65 | 0
4.4 | Building walls (Hollow Block) Parapet Supply materials, labor and equipment to build walls from hollow blocks with dimensions of (120X200X400) mm according to the existing wall. All works must be done according to the instructions and guidance of the supervision team and according to the drawings and specifications. | m2 |  | 420 | 0
5.1 | Concrete slab Supply materials, labor and equipment to cast concrete reinforcement slab with (200) mm thickness, F'c = 28 MPa (4000 PSI) Normal weight. All works must be done according to the instructions and guidance of the supervision team and according to the drawings and specifications. | m2 |  | 152 | 0
5.2 | Sandwich Panel Supply materials, labor and equipment to install sandwich panel slabs resting on a steel frame according to the drawings and specifications. All works must be done according to the instructions and guidance of the supervision team | m2 |  | 2700 | 0
5.3 | Brick Arch on Steel Beams One layer of brick or limestone using bending method and placed steel (I) section (4X3) mm for every 800mm. All works must be done according to the instructions and guidance of the supervision team and according to the drawings and specifications | m2 |  | 45 | 0
6.1 | Flooring with Sub-base Supply materials, labor and equipment to cast plain concrete with a thickness of (70-100) mm, the price includes preparing of the floor by laying a layer of good sub-base well compacted with a thickness to reach the required level. All works must be done according to the instructions and guidance of the supervision team | m2 |  | 1850 | 0
6.2 | Flooring on existing floor Supply materials, labor and equipment to cast plain concrete with a thickness of (50-70) mm, the price includes preparing of the floor by cleaning it well, the overall thickness should be measured at site to reach the required level. All works must be done according to the instructions and guidance of the supervision team | m2 |  | 1150 | 0
7 | Plastering Supply materials, labor and equipment to plaster the walls from the inside with one layer of cement and sand mortar with a ratio (1:3) with minimum thickness of 20 mm, the price includes painting the walls from the inside with three coats of oil paint and flash point of the outside walls. All works must be done according to the instructions and guidance of the supervision team and according to the drawings and specifications | m2 |  | 2850 | 0
8.1 | Cracks less than 1.5 mm (1/16”) do not affect the structure but can be treated for aesthetic purposes. The treatment includes using mesh. All works must be done according to the instructions and guidance of the supervision team and according to the drawings and specifications. | m.l. |  | 110 | 0
8.2 | Cracks more than 1.5 mm (1/16”) and less than 3.0mm (1/8”) do not affect the structure but can be treated with cement mortar or/and mesh after surface preparation. All works must be done according to the instructions and guidance of the supervision team and according to the drawings and specifications. | m.l. |  | 680 | 0
8.3 | Cracks up to 6 mm (1/4") can be treated using mesh or stitching with reinforcing bars. All works must be done according to the instructions and guidance of the supervision team and according to the drawings and specifications. | m.l. |  | 290 | 0
9 | Oil Painting (ONE layer ONLY) Provision materials, labors and equipment and all requirements for painting walls, ceilings and any other places defined by the engineer with best quality of emulsion paint to be accepted and approved by the supervisor engineer. The price includes any work required before the painting such as walls repairing and cleaning surfaces from nails, removing all old cracked paint and filling the surface all work done according to instructions of the supervisor engineer | m2 |  | 975 | 0
10.1 | Waterproof Membrane Supply materials, tools and manpower to install waterproof for roof, should be (4mm thickness, 1m width, 10 m length) or equivalent type. First, clean the shell surface by water jet or equivalent equipment. Secondly, drying the surfaces. Then apply the heating and melting method using the Waterproof Membrane. All works must be done according to the instructions and guidance of the supervision team and according to the drawings and specifications. | m2 |  | 900 | 0
10.2 | Waterproof epoxy Supply materials, tools and manpower to install Epoxy for roof cracks. the work includes Cleaning and drying the surface then applying three layers of Epoxy (0.8-1.5) mm. All works must be done according to the instructions and guidance of the supervision team and according to the drawings and specifications | m2 |  | 180 | 0
11 | Steel Ladder Supply materials, labor and equipment to install a steel ladder according to drawings and specifications. All works must be done according to the instructions and guidance of the supervision team. | No. |  | 30 | 0
12.1 | Steel Supply materials, labor and equipment to install a handrail with steel material and according to drawings and specifications. All works must be done according to the instructions and guidance of the supervision team | m.l. |  | 960 | 0
12.2 | Aluminum Supply materials, labor and equipment to install a handrail with aluminum material and according to drawings and specifications. All works must be done according to the instructions and guidance of the supervision team. | m.l. |  | 70 | 0
13.1 | PVC Doors Supply materials, labor and equipment to install PVC doors according to drawings and specifications with different dimensions, regarding to the shelter unit, the price includes installing a door frame from same material as well as all required accessories. Doors dimensions to be checked at the site to ensure the frame fits the existing condition. All works must be done according to the instructions and guidance of the supervision team | No. |  | 250 | 0
13.2 | Steel Doors Supply materials, labor and equipment to install steel doors according to drawings and specifications with different dimensions, regarding to the shelter unit, the price includes installing a door frame from same material as well as all required accessories. Doors dimensions to be checked at the site to ensure the frame fits the existing condition. All works must be done according to the instructions and guidance of the supervision team | No. |  | 350 | 0
13.3 | Wood Doors Supply materials, labor and equipment to install wooden doors according to drawings and specifications with different dimensions. The door dimensions should be regarding to the shelter unit, the price includes installing a door frame from same material as well as all required accessories. Doors dimensions to be checked at the site to ensure the frame fits the existing condition. All works must be done according to the instructions and guidance of the supervision team. | No. |  | 50 | 0
14.1 | PVC Windows Supply materials, labor and equipment to install PVC windows according to drawings and specifications, the price includes installing all required accessories. Windows dimensions to be checked at the site to ensure the frame fits the existing condition. All works must be done according to the instructions and guidance of the supervision team | m2 |  | 150 | 0
14.2 | Steel Windows Supply materials, labor and equipment to install steel windows according to drawings and specifications, the price includes installing all required and glass accessories. Windows dimensions to be checked at the site to ensure the frame fits the existing condition. All works must be done according to the instructions and guidance of the supervision team | m2 |  | 200 | 0
15 | Glass Supply materials, labor and equipment to install glass with thickness of 4 mm for the windows according to the specifications and drawings. All works must be done according to the instructions and guidance of the supervision team. | m2 |  | 520 | 0
16 | Doors and Windows Accessories Supply materials, labor and equipment to fix or replace the existing doors and windows accessories that includes locks, handles…etc. All works must be done according to the instructions and guidance of the supervision team. | set |  | 149 | 0
17 | Wooden Doors without frame Supply materials, tools and manpower to install Wooden doors without frame because the frame already existing. The door dimensions should be regarding to the shelter unit, the price includes installing a door frame from same material as well as all required accessories. Doors dimensions to be checked at the site to ensure the frame fits the existing condition. The price includes fixing the existing doorframe if need to be fixed. All works must be done according to the instructions and guidance of the supervision team. | No. |  | 68 | 0
18.1 | steel main gate Supply materials and fixing metal Gate for Garage with different dimension (Gauge 18) with handle and frame (40X40) mm with plate thickness 2mm. The price includes not limited to paint the steel gate with 3 layers. All works must be done according to the specifications and drawings and instructions and guidance of the supervision team. | m2 |  | 10 | 0
18.2 | Column construction for main gate Supply materials and equipment to cast reinforce concrete for column to fix and attach the frame of steel main gate. The dimensions of the column is (40X40) mm and the height is minimum (2.5) m. According to the specifications and drawings. The price includes excavation for a depth of 400 mm (minimum) and laying a layer of clean sub-base with a thickness of 100 mm well compacted according to the instructions of the supervision team. | L.S |  | 1 | 0
19 | Concrete Ramp/Steps Supply materials, tools and manpower to casting concrete with mix ratio (1:2:4) and 10cm thickness and with BRC size (6x150x150) mm. All works must be done according to the specifications and drawings and instructions and guidance of the supervision team. The price includes excavation for a required depth 10 mm (minimum) and laying a layer of clean sub-base with a thickness of 100 mm well compacted and according to the instructions of the supervision team. | m.l. |  | 40 | 0
20 | Concreter lintel for doors and windows Supply materials, tools and manpower to cast reinforced concrete with mix ratio (1:2:4) and minimum 15cm thickness. All works must be done according to the specifications, drawings, instructions and guidance of the supervision team. | No. |  | 5 | 0
23 | Supply materials and equipment to clean the ceiling from inside and remove any loose or deteriorated painting and/or plaster. When the slab is brick arches on steel beam, the work will include cleaning all exposed steel beams to be rust-free and paint the exposed part with minimum of two layers of anti-rust painting. The work should be done according to the instructions of the supervision team. | L.S |  | 20 | 0
Total Civil Works |  |  |  | 0
Mechanical Works
1 | 1. General testing and cleaning Conduct general testing and refurbishment for the plumping networks including the following activities: 1. Maintain and clean all sanitary drainage networks by using the proper tools and instruments such as water jet, powered spring, ...etc. from each fixture up to the nearest connected manhole. 2. Inspect all manholes and clean them up to the existing septic tank. Price shall include replacing any damaged part during inspection and/or work. 3. Pressurize the existing water network to determine the leakage points and replace any defected part such as but not limited to tees, elbows, valves, ...etc. 4. Test the existing water tank and replace any defeated component such as valves, tank cover, vent pipe, ...etc. | L.S |  | 149 | 0
2.1 | HDPE Round Water Tank Plastic, Sintex Supply and install 2 cubic meter of cylindrical water tank manufactured from HDPE 3 layers, food grade, complete with drain valve, cover, gate valve, float valve, vent pipe, and ready to use as per UNOPS engineers’ instructions and approval. | no. |  | 130 | 0
2.3 | Steel Structure Frame Base Supply and install galvanized steel stand and base for water tanks, dimension (1.2 x 1.2 x 1.5) m height as the detail in the design drawings. As per UNOPS MEP engineer instruction and approval. | no. |  | 130 | 0
3.2 | water pipe PPR (3/4)" Supply and install DIA 3/4" PPR water pipes PN 16, constructed from PP-R material. Pipes shall not react to water passing through it. Pipes surface shall be smooth and uniform. Pipes shall be made of polypropylene random which is corrosion and heat–resistant and shall insure perfect water neutrality according to drinking water piping standard DIN 1988 section 2, DIN 8078, DIN 16926, DIN EN ISO/ BS EN ISO 15874. | m.l. |  | 3700 | 0
4.1 | UPVC pipe at 50mm Diameter Supply and install UPVC pipes DIA 50 mm, for sanitary for underground drainage application, Pressure rating 10 Bar, to BS EN 1401, BS EN 1329, the pipes shall be joined by solvent cement, when chased or buried, and by rubber joints when run outside the building. | m.l. |  | 70 | 0
4.2 | UPVC pipe at 80mm Diameter Supply and install UPVC pipes DIA 80 mm, for sanitary for underground drainage application, Pressure rating 10 Bar, to BS EN 1401, BS EN 1329, the pipes shall be joined by solvent cement, when chased or buried, and by rubber joints when run outside the building. Rain pipe | m.l. |  | 1250 | 0
4.3 | UPVC pipe at 110mm Diameter Supply and install UPVC pipes DIA 110 mm, for sanitary for underground drainage application, Pressure rating 10 Bar, to BS EN 1401, BS EN 1329, the pipes shall be joined by solvent cement, when chased or buried, and by rubber joints when run outside the building. | m.l. |  | 2925 | 0
5 | Floor drain UPVC trapped floor gully Supply and install UPVC trapped floor gully FD with 110m. dia. top socket, three side inlet sockets, and one 110 mm. dia. outlet socket equipped with screwed plug for rodding. Each side inlet socket shall be 50 mm. dia. blanked off and must be cut out of inlet used. The top socket shall be fitted with 110 mm. dia. raising piece with a 150 mm. square top to suit standard floor tiles, together with a snap-in cover that provides channel for disposal of surface water. All floor drains shall be equipped with flush mounted removable grilles with frames recessed and sealed into a suitable prepared floor, finish to be approved by the Engineer. Stainless steel perimeter located floor drains are required. Connect the floor drains to the newly renovated drainage network. | no. |  | 280 | 0
6 | Supply and install concrete manhole (300x300) mm, depth is 600 to 1000 mm as determined by the drain pipes slopes in the shop drawings. The roof section shall be supplied with a circular opening for a cast iron manhole cover. | no. |  | 335 | 0
7 | Single sink Supply and install single sink, Stainless steel 304, 120x60cm, with bowel, easily cleanable, complete with water mixer gear type operated lever supplying 0.3 l/s, un-slotted chain waste fitting, and cantilever stainless steel brackets. Price shall include connecting to hot and cold-water network and drainage network, drain trap, angel valves, and all fittings and accessories required to put it into good operating conditions as per UNOPS engineers' instructions and approval. | no. |  | 125 | 0
8 | Wash basin Supply and install wash basin, white vitreous China wash basin, West European product complete with all necessary fitting, valves, waste pipes vent pipes, and any other necessary parts. Price includes 1.25” PVC bottle trap, with overflow connection, with chrome plated outlet, and a rubber cap fixed to a chrome plated chain, with a self-drained recess for soap, and rubber adaptor for connection to the wall 2” drain pipe. The price includes a hot and cold chrome single lever water mixer with volume limiter. Allow for connecting the new fixture to the sanitary drainage system and the domestic water supply system. Works shall include any fittings, valves, hoses, and components required for putting the system in good operational conditions as per engineer’s instructions and approval. | no. |  | 117 | 0
9 | Oriental type water closet Supply and install White vitreous Oriental type water closet conforming with all fittings and fixtures needed complete with a flushing tank with all its fittings and accessories, including cutting, grouting and making good the floors wherever required. Also, installation of heavy-duty chrome plated hand spray. Works shall include any fittings, valves, hoses, and components required for putting the system in good operational conditions as per engineer’s instructions and approval. Work shall be as per engineer’s instructions and approval. | no. |  | 73 | 0
10 | Tap water point Supply and install White vitreous Oriental type water closet conforming with all fittings and fixtures needed complete with a flushing tank with all its fittings and accessories, including cutting, grouting and making good the floors wherever required. Also, installation of heavy-duty chrome plated hand spray. Works shall include any fittings, valves, hoses, and components required for putting the system in good operational conditions as per engineer’s instructions and approval. Work shall be as per engineer’s instructions and approval. | no. |  | 130 | 0
11 | Shower set Supply and install new shower set, complete with heavy duty telephone type hand spray, brackets, high quality gear type mixer, price shall include connection to hot and cold-water network in addition to drainage network. Work shall be as per engineer’s instructions and approval. | set |  | 129 | 0
12 | Water mixer Supply and install heavy duty water mixer for wash basins and sinks, gear type operated lever supplying 0.3 l/s, complete with flexible hoses, angle valves, and all required accessories. Work shall be as per engineer’s instructions and approval. | no. |  | 13 | 0
13 | Fire extinguisher The price includes the preparation and installation of a 6 kg powder fire extinguisher, cylindrical steel, coated with red epoxy polyester powder. Work shall be as per engineer’s instructions and approval. | no. |  | 149 | 0
14 | Septic tank Build buried septic tank with two compartments, only one layer cement plastering and one flan coat layer required, using blocks size (200x200x400) mm, wall thickness 200mm, including concrete roofing and flooring one layer reinforced concrete 200mm Thickness using two-layer Ø10mm @ 200mm C/C each layer both sides, mixing ratio 1:2:4. Including 2 Iron Manhole in the top (300x300) mm. as the attached drawing. The cost includes all excavation works using the excavator | no. |  | 90 | 0
15 | Supply and install WC for disabled with flush, white color, according to disabled architectural standards. Vitreous European pedestal type water closet (European type W.C. pan) with heavy duty seat and lid and fixed with metal bolts , 9 liter low level white P.V.C. flushing cistern, including flush pipe, with manually controlled device (handle lever), conforming with all fittings and fixtures complete, including cutting, Grouting and making good the walls and floors wherever required. Also installation of a heavy duty chrome plate hand spray . Works shall include all fittings, valves, hoses, and components required for putting the system in good operational conditions as per engineer’s instructions and approval. Allow for connecting the new fixture to the sanitary drainage system and the domestic water supply system. Locations to be marked on site by the UNOPS engineer. Allow for putting the system in good operational conditions as per engineer’s instructions and approval. | no. |  | 5 | 0
Mechanical Works |  |  |  | 0
Electrical Work
| The scope of the contractor within the areas included in the rehabilitation works deemed to include the following: | no. |  | 107 | 0
1 | Distribution Boards (Supply New One)
1.1 | Contractor shall supply, install, connect and commission distribution boards with 12 Ways as indicated in the drawings including enclosure, main isolator, miniature outgoing circuit breakers, contactors, busbars and with reconnection of existing after testing circuits to the new board mentioned under item 1 in addition to all necessary accessories for installation and power restoration after finishing works. The contractor shall dismantle the existing panel board and/or circuit breaker and hand it to the assigned benificary after installation of the new panelboard
2 | Outdoor Panel (Supply New One) | no. |  | 140 | 0
2.1 | Contractor shall supply, install, connect and commission new outdoor metal enclosure with circuit breaker (40) A
3 | Earthing Systems | no. |  | 146 | 0
3.1 | Contractor shall supply, test, connect earthing system for the main incoming circuit breaker/enclosure to an earth pits where the price shall include all required materials, cables, earth pits, soils, earth bars, cable 1Cx6mm2, etc.. in order to meet the desired and accepted grounding resistance that shall not exceed 5 ohm, complete work shall be done as per drawings, specifications and engineer's instruction.
4 | LV Connection between Outdoor and indoor panels | no. |  | 1400 | 0
4.1 | Contractor shall supply, install, test and commission 2x6mm2 CU/PVC (450v/750v) power cables between indoor panel and outdoor panel, The work shall include cable and pulling work in existing raceways.
5 | Socket Outlets
Contractor shall supply, install, test and commission new sockets outlets includes wiring and raceways connect up to distribution board, includes wiring (size as noted on drawings) routed in exposed PVC conduit/trunks, backboxes, termination from both side with all works and necessary fixation accessories required to complete this item. Filling factor of conduits shall not exceed 40%, maximum quantity of 5 wires 4mm2 inside 20mm dia. UPVC conduit
5.1 | 13A, 230V single phase, socket outlet with switch, white finishes. | no. |  | 1454 | 0
5.2 | 13A, 230V single phase, socket outlet with switch, white finishes, Weatherproof Type. | no. |  | 47 | 0
6 | Fan Outlets
Contractor shall supply, install, test and commission new power point with exhaust fan includes wiring and raceways connect up to distribution board, includes wiring (size as noted on drawings) routed in exposed PVC conduit/trunks, backboxes, termination from both side with all works and necessary fixation accessories required to complete this item. Filling factor of conduits shall not exceed 40%, maximum quantity of 7 wires 2.5mm2 inside 20mm dia. UPVC conduit
6.1 | Exhaust Fan Size 6" | no. |  | 290 | 0
6.2 | Exhaust Fan Size 12" | no. |  | 148 | 0
7 | Lighting System
Contractor shall supply, install, test and commission new lighting points with lighting fixture includes wiring and raceways connect up to switches includes wiring (size as noted on drawings) routed in exposed PVC conduit/trunks, ceiling rose, termination from both side with all works and necessary fixation accessories required to complete this item. Filling factor of conduits shall not exceed 40%, maximum quantity of 4 wires 4mm2 inside 20mm dia. UPVC conduit
7.1 | Internal lighting point with Internal lighting Fixture | no. |  | 978 | 0
7.2 | External lighting point with External lighting Fixture | no. |  | 189 | 0
8 | Lighting Switch
Contractor shall supply, install, test and commission new switch includes wiring and raceways connect up to distribution board, includes wiring (size as noted on drawings) routed in exposed PVC conduit/trunks, backboxes, termination from both side with all works and necessary fixation accessories required to complete this item. Filling factor of conduits shall not exceed 40%, maximum quantity of 7 wires 2.5mm2 inside 20mm dia. UPVC conduit
8.1 | 10Amp one way one‐Gang switch | no. |  | 74 | 0
8.2 | 10Amp one way one‐Gang switch, Weatherproof type. | no. |  | 52 | 0
8.3 | 10Amp one way two‐Gang switch | no. |  | 838 | 0
8.4 | 10Amp one way Three‐Gang switch | no. |  | 10 | 0
8.5 | 10Amp Two way one‐Gang switch | no. |  | 45 | 0
8.6 | 10Amp Two way two‐Gang switch | no. |  | 93 | 0
Mechanical Works |  |  |  | 0
Total Civil |  |  |  | 0
Total Mechanical and Plumbing Works |  |  |  | 0
Total Electrical Works |  |  |  | 0
Total |  |  |  | 0